## VT物料号-VTS
Material | Material description | Delete Flag | Matl group | Ext. material grp | Prod./insp. memo | PGr | SLoc | ESLoc | ValCl | Pr. | SPT | ProcType | MRPpr | Typ | MTyp | MRPCn | Profit ctr | BUn | No_Storage.location | B | Created by | Purchase order text1 | Purchase order text2 | Purchase order text3 | Follow-Up Material | Product Type ID | per | Total stock | BUn2 | Created | Stock Follow Up Material | BUn5
VTS-0610-6020S | JDZX17-6R 6/v3 .1/v3kV 0.5/75VA |  | 121EL-VT | 3GB |  | 12H | COMM | CS03 | Z001 | V |  | F | RM | PD | ZABB | HGQ | 3410121000 | PC |  | 1 | T_GUIHUA_YE | [5 empty] | 1 | 0 | PC | 2012-01-09 | 0 | PC
VTS-0711-I423S-NP | JDZX17-6R 6600/v3 100/v3 100/3V W.TUBE |  | 121EL-VT | 3GB |  | 12H | COMM | CS03 | Z001 | V |  | F | RM | PD | ZABB | HGQ | 3410121000 | PC |  | 1 | T_GUIHUA_YE | [5 empty] | 1 | 0 | PC | 2012-11-09 | 0 | PC
VTS-0722-4811 | JDZX17-6 6.6/v3 .11/v3 .11/3kV |  | 121EL-VT |  |  | 129 | COMM | CS03 | Z001 | V |  | F | RM | PD | ZABB | HGQ | 3410121000 | PC |  | 1 | CNJOCHE21 | [5 empty] | 1 | 0 | PC | 2021-04-28 | 0 | PC
VTS-0T-D1120-5020S | JDZXR-10C 11/v3¦.11/v3kV,60VA/0.5 |  | 121EL-VT | 3GB |  | 12H | COMM | CS03 | Z001 | V |  | F | RM | PD | ZABB | HGQ | 3410121000 | PC |  | 1 | CNXIHE4 | [5 empty] | 1 | 0 | PC | 2010-08-17 | 0 | PC
VTS-1011-6428S | URED2-10 10/v3¦.1/v3¦.1/3kV 0.5/3P |  | 121EL-VT |  |  | B03 | COMM | CS03 | Z001 | V |  | F | RM | PD | ZABB | HGQ | 3410121000 | PC |  | 1 | CNYOQIU | [5 empty] | 1 | 0 | PC | 2012-02-22 | 0 | PC
VTS-10111-I28123 | JDZX16-10W-N 10/v3 .1/v3 .1/v3 .1/3kV |  | 121EL-VT | 3GB |  | 12H | COMM | CS03 | Z001 | V |  | F | RM | PD | ZABB | HGQ | 3410121000 | PC |  | 1 | CNJOCHE21 | [5 empty] | 1 | 0 | PC | 2021-01-28 | 0 | PC
VTS-AD-0420-4020 | JDZX10-3C1 3.3/rt3¦0.11/rt3 0.5/50VA |  | 121EL | 3GB |  | 12H | COMM | CS03 | Z001 | V |  | F | RM | PD | ZABB | HGQ | 3410120000 | PC |  | 1 | Y_PPM_01 | [5 empty] | 1 | 0 | PC | 2007-12-04 | 0 | PC
VTS-AD-0420-8030 | JDZX10-3C1 3.3/rt3¦0.11/rt3 1.0/100VA |  | 121EL | 3GB |  | 12H | COMM | CS03 | Z001 | V |  | F | RM | PD | ZABB | HGQ | 3410120000 | PC |  | 1 | Y_PPM_01 | [5 empty] | 1 | 0 | PC | 2007-12-04 | 0 | PC
VTS-AD-0422-4422S | JDZXR-3C 3.3/rt3¦0.11/rt3¦0.11/rt3 0.5/5 |  | 121EL | 3GB |  | 12H | COMM | CS03 | Z001 | V |  | F | RM | PD | ZABB | HGQ | 3410120000 | PC |  | 1 | Y_PPM_01 | [5 empty] | 1 | 0 | PC | 2007-12-04 | 0 | PC
VTS-AD-0720-4003S | JDZXR-6C 6.6/rt3:0.11/rt3 |  | 121EL | 3GB |  | 12H | COMM | CS03 | Z001 | V |  | F | RM | PD | ZABB | HGQ | 3410120000 | PC |  | 1 | Y_PPM_01 | [5 empty] | 1 | 0 | PC | 2007-12-04 | 0 | PC
VTS-AD-0720-4020 | JDZX10-6C1 6.6/v3¦.11/v3kV 50VA 0.5 |  | 121EL | 3GB |  | 12H | COMM | CS03 | Z001 | V |  | F | RM | PD | ZABB | HGQ | 3410120000 | PC |  | 1 | Y_PPM_01 | [5 empty] | 1 | 0 | PC | 2007-12-04 | 0 | PC
VTS-AD-0720-4020S | JDZXR-6C 6600/v3 50VA CL0.5 |  | 121EL | 3GB |  | 12H | COMM | CS03 | Z001 | V |  | F | RM | PD | ZABB | HGQ | 3410120000 | PC |  | 1 | Y_PPM_01 | [5 empty] | 1 | 0 | PC | 2007-12-04 | 0 | PC
VTS-AD-0720-I010S | JDZXR-6C 6.6 /root 3: 0.11/root3 kV |  | 121EL | 3GB |  | 12H | COMM | CS03 | Z001 | V |  | F | RM | PD | ZABB | HGQ | 3410120000 | PC |  | 1 | Y_PPM_01 | [5 empty] | 1 | 0 | PC | 2007-12-04 | 0 | PC
VTS-AD-3320-10C0 | JDZX11-35W 33kV/rt3: 110V/rt3,CL0.2 & 3P |  | 121EL-VT | 3GB |  | 12H | COMM | CS03 | Z001 | V |  | F | RM | PD | ZABB | HGQ | 3410121000 | PC |  | 1 | CNXIHE4 | [5 empty] | 1 | 0 | PC | 2013-04-10 | 0 | PC
VTS-AD-4220-2020 | JDZX27G-20B 22/√3/0.11/√3kV, 0.5,30VA, |  | 121EL-VT |  |  | 129 | COMM | CS03 | Z001 | V |  | F | RM | PD | ZABB | HGQ | 3410121000 | PC |  | 1 | CNJOCHE21 | [5 empty] | 1 | 0 | PC | 2021-08-09 | 0 | PC
VTS-AD-4222-L431S | JDZX15-20R 22 kV/rt3: 110V/rt3 : 110V/3 |  | 121EL-VT | 3GB |  | 12H | COMM | CS03 | Z001 | V |  | F | RM | PD | ZABB | HGQ | 3410121000 | PC |  | 1 | CNXIHE4 | [5 empty] | 1 | 0 | PC | 2013-03-13 | 0 | PC
VTS-AD-4524-H433 | JDZX27G-20B 22/√3/0.11/√3kV CL1.0 25VA |  | 121EL-VT |  |  | 129 | COMM | CS03 | Z001 | V |  | F | RM | PD | ZABB | HGQ | 3410121000 | PC |  | 1 | CNJOCHE21 | [5 empty] | 1 | 0 | PC | 2021-08-09 | 0 | PC
VTS-AD-D0220-8030S | JDZXR-3C 2.75/v3¦0.11/v3kV 1.0/100VA |  | 121EL | 3GB |  | 12H | COMM | CS03 | Z001 | V |  | F | RM | PD | ZABB | HGQ | 3410120000 | PC |  | 1 | Y_PPM_01 | [5 empty] | 1 | 0 | PC | 2007-12-04 | 0 | PC
VTS-AD-D0420-4020 | JDZX10-3C1 3.3/v3¦0.11/v3 KV CL 0.5/50VA |  | 121EL-VT | 3GB |  | 12H | COMM | CS03 | Z001 | V |  | F | RM | PD | ZABB | HGQ | 3410121000 | PC |  | 1 | CNXIHE4 | [5 empty] | 1 | 0 | PC | 2009-02-17 | 0 | PC
VTS-AD-D0420-4020S | JDZXR-3C 50VA CL0.5P W. TUBE F.AU. |  | 121EL | 3GB |  | 12H | COMM | CS03 | Z001 | V |  | F | RM | PD | ZABB | HGQ | 3410120000 | PC |  | 1 | Y_PPM_01 | [5 empty] | 1 | 0 | PC | 2007-12-04 | 0 | PC
VTS-AD-D0420-4020Z | JDZXR-3C 3.3/v3¦.11v3kV 0.5/50VA |  | 121EL | 3GB |  | 12H | COMM | CS03 | Z001 | V |  | F | RM | PD | ZABB | HGQ | 3410120000 | PC |  | 1 | Y_PPM_01 | [5 empty] | 1 | 0 | PC | 2007-12-04 | 0 | PC
VTS-AD-D0420-4023 | JDZX10-3C1 3.3/rt3;0.11/rt3KV 0.5&3P,50V |  | 121EL | 3GB |  | 12H | COMM | CS03 | Z001 | V |  | F | RM | PD | ZABB | HGQ | 3410120000 | PC |  | 1 | Y_PPM_01 | [5 empty] | 1 | 0 | PC | 2007-12-04 | 0 | PC
VTS-AD-D0420-4023S | JDZXR-3C 3.3/rt3;0.11/rt3KV 0.5&3P,50V |  | 121EL | 3GB |  | 12H | COMM | CS03 | Z001 | V |  | F | RM | PD | ZABB | HGQ | 3410120000 | PC |  | 1 | Y_PPM_01 | [5 empty] | 1 | 0 | PC | 2007-12-04 | 0 | PC
VTS-AD-D0420-4030S | JDZXR-3C 3.3/v3¦0.11/v3 CL1.0/50VA |  | 121EL | 3GB |  | 12H | COMM | CS03 | Z001 | V |  | F | RM | PD | ZABB | HGQ | 3410121000 | PC |  | 1 | CNXIHE4 | [5 empty] | 1 | 0 | PC | 2008-01-28 | 0 | PC
VTS-AD-D0420-4080S | JDZXR-3C 3.3/v3 0.11/v3kV CL3P/50VA |  | 121EL-VT | 3GB |  | 12H | COMM | CS03 | Z001 | V |  | F | RM | PD | ZABB | HGQ | 3410121000 | PC |  | 1 | CNXIHE4 | [5 empty] | 1 | 0 | PC | 2015-04-01 | 0 | PC
VTS-AD-D0420-4090S | JDZXR-3C 3.3/v3 0.11/v3kV CL3P&0.5/50VA |  | 121EL-VT | 3GB |  | 12H | COMM | CS03 | Z001 | V |  | F | RM | PD | ZABB | HGQ | 3410121000 | PC |  | 1 | CNXIHE4 | [5 empty] | 1 | 0 | PC | 2014-03-18 | 0 | PC
VTS-AD-D0420-4120S | JDZXR-3C 3.3/rt3;0.11/rt3KV 0.5/50V |  | 121EL | 3GB |  | 12H | COMM | CS03 | Z001 | V |  | F | RM | PD | ZABB | HGQ | 3410120000 | PC |  | 1 | Y_PPM_01 | [5 empty] | 1 | 0 | PC | 2007-12-04 | 0 | PC
VTS-AD-D0420-4130S | JDZXR-3C 3.3/rt3;0.11/rt3KV 1.0/50V |  | 121EL | 3GC |  | 12H | COMM | CS03 | Z001 | V |  | F | RM | PD | ZABB | HGQ | 3410120000 | PC |  | 1 | Y_PPM_01 | [5 empty] | 1 | 0 | PC | 2007-12-04 | 0 | PC
VTS-AD-D0420-5020S | JDZXR-3C 3.3kV/rt3: 110V/rt3 CL0.5/60 VA |  | 121EL-VT | 3GB |  | 12H | COMM | CS03 | Z001 | V |  | F | RM | PD | ZABB | HGQ | 3410121000 | PC |  | 1 | CNXIHE4 | [5 empty] | 1 | 0 | PC | 2013-07-26 | 0 | PC
VTS-AD-D0420-6020S | JDZXR-3C 3.3/rt3 0.11/rt3 kV,CL0.5/75VA |  | 121EL-VT | 3GB |  | 12H | COMM | CS03 | Z001 | V |  | F | RM | PD | ZABB | HGQ | 3410121000 | PC |  | 1 | CNXIHE4 | [5 empty] | 1 | 0 | PC | 2013-07-23 | 0 | PC
VTS-AD-D0420-8020S | JDZXR-6C 3.3kV/v3 110V/v3 |  | 121EL-VT | 3GB |  | 12H | COMM | CS03 | Z001 | V |  | F | RM | PD | ZABB | HGQ | 3410121000 | PC |  | 1 | CNJOCHE21 | [5 empty] | 1 | 0 | PC | 2021-07-19 | 0 | PC
VTS-AD-D0420-8030 | JDZX10-3C1 3.3/rt3: 0.11/rt3kV 1.0/100VA |  | 121EL-VT | 3GB |  | 12H | COMM | CS03 | Z001 | V |  | F | RM | PD | ZABB | HGQ | 3410121000 | PC |  | 1 | CNXIHE4 | [5 empty] | 1 | 0 | PC | 2011-04-28 | 0 | PC
VTS-AD-D0420-8030S | JDZX17-3R 3.3/v3¦.11/v3kV 1.0/100VA |  | 121EL | 3GB |  | 12H | COMM | CS03 | Z001 | V |  | F | RM | PD | ZABB | HGQ | 3410120000 | PC |  | 1 | Y_PPM_01 | [5 empty] | 1 | 0 | PC | 2007-12-04 | 0 | PC
VTS-AD-D0420-G010S | JDZX17-3R 3.3/v3¦0.11/v3KV CL0.2/40VA |  | 121EL-VT | 3GB |  | 12H | COMM | CS03 | Z001 | V |  | F | RM | PD | ZABB | HGQ | 3410121000 | PC |  | 1 | CNXIHE4 | [5 empty] | 1 | 0 | PC | 2009-08-06 | 0 | PC
VTS-AD-D0420-H010S | JDZXR-3C 3.3kV/rt3: 110V/rt3 CL 0.2/25VA |  | 121EL-VT | 3GB |  | 12H | COMM | CS03 | Z001 | V |  | F | RM | PD | ZABB | HGQ | 3410121000 | PC |  | 1 | CNXIHE4 | [5 empty] | 1 | 0 | PC | 2013-06-24 | 0 | PC
VTS-AD-D0420-H030 | JDZX10-3C1 3.3kV/rt3:110V/rt3 CL1.0/25VA |  | 121EL-VT | 3GB |  | 12H | COMM | CS03 | Z001 | V |  | F | RM | PD | ZABB | HGQ | 3410121000 | PC |  | 1 | CNXIHE4 | [5 empty] | 1 | 0 | PC | 2011-01-06 | 0 | PC
VTS-AD-D0420-H030S | JDZX17-3R 3.3kV/rt3: 110V/rt3 CL1.0/25VA |  | 121EL-VT | 3GB |  | 12H | COMM | CS03 | Z001 | V |  | F | RM | PD | ZABB | HGQ | 3410121000 | PC |  | 1 | CNXIHE4 | [5 empty] | 1 | 0 | PC | 2013-02-25 | 0 | PC
VTS-AD-D0420-P000S | JDZXR-3C 3.3/v3¦0.11/v3KV 600VA |  | 121EL | 3GB |  | 12H | COMM | CS03 | Z001 | V |  | F | RM | PD | ZABB | HGQ | 3410121000 | PC |  | 1 | CNXIHE4 | [5 empty] | 1 | 0 | PC | 2008-04-08 | 0 | PC
VTS-AD-D04204020-1 | JDZX10-3C1 3.3/v3 0.11/v3kV CL0.5/50VA |  | 121EL-VT | 3GB |  | 12H | COMM | CS03 | Z001 | V |  | F | RM | PD | ZABB | HGQ | 3410121000 | PC |  | 1 | CNXIHE4 | [5 empty] | 1 | 0 | PC | 2015-06-17 | 0 | PC
VTS-AD-D04204020S1 | JDZX11-35R 33/v3¦0.11/v3 kV |  | 121EL | 3GB |  | 12H | COMM | CS03 | Z001 | V |  | F | RM | PD | ZABB | HGQ | 3410120000 | PC |  | 1 | Y_PPM_01 | [5 empty] | 1 | 0 | PC | 2007-12-04 | 0 | PC
VTS-AD-D04204020S2 | JDZXR-3C 3.3/v3 0.11/v3kV CL 0.5/50VA |  | 121EL-VT |  |  | 129 | COMM | CS03 | Z001 | V |  | F | RM | PD | ZABB | HGQ | 3410121000 | PC |  | 1 | CNDUYAN | [5 empty] | 1 | 0 | PC | 2018-12-07 | 0 | PC
VTS-AD-D04204020S3 | JDZXR-6C 3.3/v3 0.11/v3kV CL 0.5/50VA |  | 121EL-VT | 3GB |  | 12H | COMM | CS03 | Z001 | V |  | F | RM | PD | ZABB | HGQ | 3410121000 | PC |  | 1 | CNDUYAN | [5 empty] | 1 | 0 | PC | 2018-12-20 | 0 | PC
VTS-AD-D04204020S4 | JDZXR-3C 3.3kV/√3: 110V/√3 |  | 121EL-VT | 3GB |  | 12H | COMM | CS03 | Z001 | V |  | F | RM | PD | ZABB | HGQ | 3410121000 | PC |  | 1 | CNGELI3 | [5 empty] | 1 | 0 | PC | 2020-03-18 | 0 | PC
VTS-AD-D04204030S1 | JDZXR-3C 3.3kV/√3: 110V/√3 1.0,50VA |  | 121EL-VT | 3GD |  | 12H | COMM | CS03 | Z001 | V |  | F | RM | PD | ZABB | HGQ | 3410121000 | PC |  | 1 | CNGELI3 | [5 empty] | 1 | 0 | PC | 2019-04-29 | 0 | PC
VTS-AD-D04204080S1 | JDZXR-6C 3.3/v3 0.11/v3kV 3P/50VA |  | 121EL-VT |  |  | 129 | COMM | CS03 | Z001 | V |  | F | RM | PD | ZABB | HGQ | 3410121000 | PC |  | 1 | CNDUYAN | [5 empty] | 1 | 0 | PC | 2018-12-24 | 0 | PC
VTS-AD-D04204080S2 | JDZX17-6R 3.3/v3 0.11/v3kV 3P/50VA |  | 121EL-VT |  |  | 129 | COMM | CS03 | Z001 | V |  | F | RM | PD | ZABB | HGQ | 3410121000 | PC |  | 1 | CNDUYAN | [5 empty] | 1 | 0 | PC | 2018-12-24 | 0 | PC
VTS-AD-D04204080S3 | JDZX17-3R 3.3/v3 0.11/v3kV 3P/50VA |  | 121EL-VT | 3GB |  | 12H | COMM | CS03 | Z001 | V |  | F | RM | PD | ZABB | HGQ | 3410121000 | PC |  | 1 | CNDUYAN | [5 empty] | 1 | 0 | PC | 2019-01-14 | 0 | PC
VTS-AD-D04204080S4 | JDZXR-3C 3.3/v3 0.11/v3kV 3P/50VA |  | 121EL-VT | 3GB |  | 12H | COMM | CS03 | Z001 | V |  | F | RM | PD | ZABB | HGQ | 3410121000 | PC |  | 1 | CNDUYAN | [5 empty] | 1 | 0 | PC | 2019-01-14 | 0 | PC
VTS-AD-D04208030S1 | JDZXR-3C 3.3kV/rt3 110V/rt3 CL1.0/100VA |  | 121EL-VT | 3GB |  | 12H | COMM | CS03 | Z001 | V |  | F | RM | PD | ZABB | HGQ | 3410121000 | PC |  | 1 | CNXIHE4 | [5 empty] | 1 | 0 | PC | 2011-03-30 | 0 | PC
VTS-AD-D04208030S2 | JDZXR-3C 3.3kV/√3: 110V/√3 |  | 121EL-VT | 3GD |  | 12H | COMM | CS03 | Z001 | V |  | F | RM | PD | ZABB | HGQ | 3410121000 | PC |  | 1 | CNGELI3 | [5 empty] | 1 | 0 | PC | 2019-09-25 | 0 | PC
VTS-AD-D0421-HH3CS | JDZX17-3R 3.3/v3¦.11/v3¦.11/3KV 1.0(3P)/ |  | 121EL | 3GB |  | 12H | COMM | CS03 | Z001 | V |  | F | RM | PD | ZABB | HGQ | 3410121000 | PC |  | 1 | CNXIHE4 | [5 empty] | 1 | 0 | PC | 2008-04-14 | 0 | PC
VTS-AD-D0422-2113S | JDZXR-3C 3.3kV/rt3: 110V/rt3: 110V/3 |  | 121EL-VT | 3GD |  | 12H | COMM | CS03 | Z001 | V |  | F | RM | PD | ZABB | HGQ | 3410121000 | PC |  | 1 | CNGELI3 | [5 empty] | 1 | 0 | PC | 2019-11-20 | 0 | PC
VTS-AD-D0422-4433S | JDZXR-3C 3.3kV/rt3: 110V/rt3: 110V/3 |  | 121EL-VT | 3GB |  | 12H | COMM | CS03 | Z001 | V |  | F | RM | PD | ZABB | HGQ | 3410121000 | PC |  | 1 | CNXIHE4 | [5 empty] | 1 | 0 | PC | 2013-04-01 | 0 | PC
VTS-AD-D0422-L411S | JDZX17-3R 3.3/rt3: 0.11/rt3: 0.11/3 kV W |  | 121EL-VT | 3GB |  | 12H | COMM | CS03 | Z001 | V |  | F | RM | PD | ZABB | HGQ | 3410121000 | PC |  | 1 | T_GUIHUA_YE | [5 empty] | 1 | 0 | PC | 2014-06-19 | 0 | PC
VTS-AD-D0422-L421S | JDZX17-3R 3.3kV/rt3: 110V/rt3: 110V/3 |  | 121EL-VT | 3GB |  | 12H | COMM | CS03 | Z001 | V |  | F | RM | PD | ZABB | HGQ | 3410121000 | PC |  | 1 | CNXIHE4 | [5 empty] | 1 | 0 | PC | 2013-12-05 | 0 | PC
VTS-AD-D0424-229F | JDZX10-3C1 3.3/v3 0.11/v3kV 0.11/v3kV |  | 121EL-VT | 3GB |  | 12H | COMM | CS03 | Z001 | V |  | F | RM | PD | ZABB | HGQ | 3410121000 | PC |  | 1 | CNDUYAN | [5 empty] | 1 | 0 | PC | 2019-01-04 | 0 | PC
VTS-AD-D0424-HH23S | JDZXR-3C 3.3/v3 0.11/v3 0.11/v3kV |  | 121EL-VT | 3GB |  | 12H | COMM | CS03 | Z001 | V |  | F | RM | PD | ZABB | HGQ | 3410121000 | PC |  | 1 | CNGELI3 | [5 empty] | 1 | 0 | PC | 2019-12-04 | 0 | PC
VTS-AD-D0424-HH9FS | JDZXR-3C 3.3kV/rt3 110V/rt3 110V/rt3 |  | 121EL-VT | 3GB |  | 12H | COMM | CS03 | Z001 | V |  | F | RM | PD | ZABB | HGQ | 3410121000 | PC |  | 1 | CNGELI3 | [5 empty] | 1 | 0 | PC | 2019-12-02 | 0 | PC
VTS-AD-D0424-II9F | JDZX10-3C1 3.3/v3 0.11/v3kV 0.11/v3kV |  | 121EL-VT |  |  | 129 | COMM | CS03 | Z001 | V |  | F | RM | PD | ZABB | HGQ | 3410121000 | PC |  | 1 | CNDUYAN | [5 empty] | 1 | 0 | PC | 2019-01-02 | 0 | PC
VTS-AD-D0424-L113S | JDZXR-3C 3.3kV/rt3: 110V/rt3: 110V/rt3 |  | 121EL-VT | 3GB |  | 12H | COMM | CS03 | Z001 | V |  | F | RM | PD | ZABB | HGQ | 3410121000 | PC |  | 1 | CNGELI3 | [5 empty] | 1 | 0 | PC | 2019-11-20 | 0 | PC
VTS-AD-D042B-443CS | JDZXR-3C 3.3kV/rt3: 110V/rt3: 110V |  | 121EL-VT | 3GB |  | 12H | COMM | CS03 | Z001 | V |  | F | RM | PD | ZABB | HGQ | 3410121000 | PC |  | 1 | CNXIHE4 | [5 empty] | 1 | 0 | PC | 2013-04-07 | 0 | PC
VTS-AD-D0480-4020S | JDZXR-3C 50VA CL0.5P W. TUBE F.AU. |  | 121EL | 3GB |  | 12H | COMM | CS03 | Z001 | V |  | F | RM | PD | ZABB | HGQ | 3410120000 | PC |  | 1 | Y_PPM_01 | [5 empty] | 1 | 0 | PC | 2007-12-04 | 0 | PC
VTS-AD-D0480-8020S | JDZX17-3R 3.3kV/rt3: 240V/rt3, CL0.5/100 |  | 121EL-VT | 3GB |  | 12H | COMM | CS03 | Z001 | V |  | F | RM | PD | ZABB | HGQ | 3410121000 | PC |  | 1 | CNXIHE4 | [5 empty] | 1 | 0 | PC | 2013-08-30 | 0 | PC
VTS-AD-D0480-D040S | JDZX17-3R 3.3/v3¦.24/v3 3.0/300VA |  | 121EL | 3GB |  | 12H | COMM | CS03 | Z001 | V |  | F | RM | PD | ZABB | HGQ | 3410121000 | PC |  | 1 | CNXIHE4 | [5 empty] | 1 | 0 | PC | 2008-04-14 | 0 | PC
VTS-AD-D0530-H020S | JDZX17-6R 4.2/v3¦0.12/v3KV CL0.5/25VA |  | 121EL | 3GB |  | 12H | COMM | CS03 | Z001 | V |  | F | RM | PD | ZABB | HGQ | 3410121000 | PC |  | 1 | CNXIHE4 | [5 empty] | 1 | 0 | PC | 2008-01-29 | 0 | PC
VTS-AD-D0620-80F0S | JDZX17-6R 6kV/rt3: 110V/rt3 |  | 121EL-VT | 3GB |  | 12H | COMM | CS03 | Z001 | V |  | F | RM | PD | ZABB | HGQ | 3410121000 | PC |  | 1 | CNXIHE4 | [5 empty] | 1 | 0 | PC | 2012-05-21 | 0 | PC
VTS-AD-D07028030S1 | JDZX17-6R 6.6/√3 0.11/√3kV,100VA/CL1 |  | 121EL-VT | 3GB |  | 12H | COMM | CS03 | Z001 | V |  | F | RM | PD | ZABB | HGQ | 3410121000 | PC |  | 1 | CNXIHE4 | [5 empty] | 1 | 0 | PC | 2018-01-26 | 0 | PC
VTS-AD-D0710-4010 | JDZX10-6C1 6.6/v3¦.1/v3kV 30VA 0.5 |  | 121EL | 3GB |  | 12H | COMM | CS03 | Z001 | V |  | F | RM | PD | ZABB | HGQ | 3410120000 | PC |  | 1 | Y_PPM_01 | [5 empty] | 1 | 0 | PC | 2007-12-04 | 0 | PC
VTS-AD-D0711-4433S | JDZXR-6C 6/v3/0.1/v3/0.1/3KV CL1/50VA, |  | 121EL | 3GB |  | 12H | COMM | CS03 | Z001 | V |  | F | RM | PD | ZABB | HGQ | 3410121000 | PC |  | 1 | CNXIHE4 | [5 empty] | 1 | 0 | PC | 2008-07-21 | 0 | PC
VTS-AD-D0713-4433S | JDZXR-6C 6/v3/0.1/v3/0.1/v3KV CL1/50VA |  | 121EL | 3GB |  | 12H | COMM | CS03 | Z001 | V |  | F | RM | PD | ZABB | HGQ | 3410121000 | PC |  | 1 | CNXIHE4 | [5 empty] | 1 | 0 | PC | 2008-07-21 | 0 | PC
VTS-AD-D0720-2010S | JDZX17-6R 6.6/rt3 : 0.11/rt3 kV 0.2/30VA |  | 121EL-VT | 3GB |  | 12H | COMM | CS03 | Z001 | V |  | F | RM | PD | ZABB | HGQ | 3410121000 | PC |  | 1 | CNXIHE4 | [5 empty] | 1 | 0 | PC | 2013-05-08 | 0 | PC
VTS-AD-D0720-2030S | JDZXR-6C PT TO AS60044.2 |  | 121EL | 3GB |  | 12H | COMM | CS03 | Z001 | V |  | F | RM | PD | ZABB | HGQ | 3410120000 | PC |  | 1 | Y_PPM_01 | [5 empty] | 1 | 0 | PC | 2007-12-04 | 0 | PC
VTS-AD-D0720-4003S | JDZXR-6C 6.6/v3/0.11/v3KV 1.0&3P/50VA |  | 121EL | 3GB |  | 12H | COMM | CS03 | Z001 | V |  | F | RM | PD | ZABB | HGQ | 3410121000 | PC |  | 1 | CNXIHE4 | [5 empty] | 1 | 0 | PC | 2008-06-03 | 0 | PC
VTS-AD-D0720-4020 | JDZX10-6C1 6.6/v3¦.11/v3kV 0.5&3P/50VA |  | 121EL | 3GB |  | 12H | COMM | CS03 | Z001 | V |  | F | RM | PD | ZABB | HGQ | 3410121000 | PC |  | 1 | CNXIHE4 | [5 empty] | 1 | 0 | PC | 2008-10-07 | 0 | PC
VTS-AD-D0720-4020S | JDZX17-6R 6.6/v3¦0.11/v3kV CL0.5/50VA |  | 121EL | 3GB |  | 12H | COMM | CS03 | Z001 | V |  | F | RM | PD | ZABB | HGQ | 3410121000 | PC |  | 1 | CNXIHE4 | [5 empty] | 1 | 0 | PC | 2008-02-28 | 0 | PC
VTS-AD-D0720-4030S | JDZXR-6C 6.6/v3¦0.11/v3KV CL1.0&3P/50VA |  | 121EL | 3GB |  | 12H | COMM | CS03 | Z001 | V |  | F | RM | PD | ZABB | HGQ | 3410121000 | PC |  | 1 | CNXIHE4 | [5 empty] | 1 | 0 | PC | 2008-12-05 | 0 | PC
VTS-AD-D0720-4090S | JDZXR-6C 6.6kV/rt3: 110V/rt3 CL0.5&3P/50 |  | 121EL-VT | 3GB |  | 12H | COMM | CS03 | Z001 | V |  | F | RM | PD | ZABB | HGQ | 3410121000 | PC |  | 1 | CNXIHE4 | [5 empty] | 1 | 0 | PC | 2013-12-11 | 0 | PC
VTS-AD-D0720-4160 | JDZX10-6C1 6.6/v3¦.11/v3kV 0.5M/50VA |  | 121EL | 3GB |  | 12H | COMM | CS03 | Z001 | V |  | F | RM | PD | ZABB | HGQ | 3410120000 | PC |  | 1 | Y_PPM_01 | [5 empty] | 1 | 0 | PC | 2007-12-04 | 0 | PC
VTS-AD-D0720-5020S | JDZXR-6C 6.6kV/v3 110V/v3,CL0.5/60VA |  | 121EL-VT | 3GB |  | 12H | COMM | CS03 | Z001 | V |  | F | RM | PD | ZABB | HGQ | 3410121000 | PC |  | 1 | CNDUYAN | [5 empty] | 1 | 0 | PC | 2020-06-16 | 0 | PC
VTS-AD-D0720-8020S | JDZX17-6R 6.6/rt3:0.11/rt3KV CL0.5/100VA |  | 121EL-VT | 3GB |  | 12H | COMM | CS03 | Z001 | V |  | F | RM | PD | ZABB | HGQ | 3410121000 | PC |  | 1 | CNXIHE4 | [5 empty] | 1 | 0 | PC | 2011-07-05 | 0 | PC
VTS-AD-D0720-8030 | JDZX10-6C1 6.6/v3¦0.11/v3KV CL1.0/100VA |  | 121EL-VT | 3GB |  | 12H | COMM | CS03 | Z001 | V |  | F | RM | PD | ZABB | HGQ | 3410121000 | PC |  | 1 | CNXIHE4 | [5 empty] | 1 | 0 | PC | 2009-01-14 | 0 | PC
VTS-AD-D0720-8030S | JDZXR-6C 6600/v3 100VA CL1.0 F.AUTIL |  | 121EL | 3GB |  | 12H | COMM | CS03 | Z001 | V |  | F | RM | PD | ZABB | HGQ | 3410120000 | PC |  | 1 | Y_PPM_01 | [5 empty] | 1 | 0 | PC | 2007-12-04 | 0 | PC
VTS-AD-D0720-80B0S | JDZXR-6C 6.6kV/rt3: 110V/rt3 |  | 121EL-VT | 3GB |  | 12H | COMM | CS03 | Z001 | V |  | F | RM | PD | ZABB | HGQ | 3410121000 | PC |  | 1 | CNGELI3 | [5 empty] | 1 | 0 | PC | 2019-05-28 | 0 | PC
VTS-AD-D0720-80D0S | JDZXR-6C 6.6KV/rt3:110/rt3 |  | 121EL-VT | 3GB |  | 12H | COMM | CS03 | Z001 | V |  | F | RM | PD | ZABB | HGQ | 3410121000 | PC |  | 1 | T_GUIHUA_YE | [5 empty] | 1 | 0 | PC | 2011-11-08 | 0 | PC
VTS-AD-D0720-A080S | JDZXR-6C 6.6/v3/0.11/v3KV CL1&3P/150VA |  | 121EL |  |  | 12Q | COMM | CS03 | Z001 | V |  | F | RM | PD | ZABB | HGQ | 3410121000 | PC |  | 1 | CNXIHE4 | [5 empty] | 1 | 0 | PC | 2008-07-21 | 0 | PC
VTS-AD-D0720-H010S | JDZX17-6R 6.6/v3kV ¦0.11/v3kV 25VA 0.2 |  | 121EL-VT | 3GB |  | 12H | COMM | CS03 | Z001 | V |  | F | RM | PD | ZABB | HGQ | 3410121000 | PC |  | 1 | CNDUYAN | [5 empty] | 1 | 0 | PC | 2018-11-05 | 0 | PC
VTS-AD-D0720-H020 | JDZX10-6C1 6.6/v3¦0.11/v3kV CL0.5/25VA |  | 121EL | 3GB |  | 12H | COMM | CS03 | Z001 | V |  | F | RM | PD | ZABB | HGQ | 3410121000 | PC |  | 1 | CNXIHE4 | [5 empty] | 1 | 0 | PC | 2008-11-21 | 0 | PC
VTS-AD-D0720-H020S | JDZX17-6R 6.6/v3¦0.11/v3kV CL0.5/25VA |  | 121EL | 3GB |  | 12H | COMM | CS03 | Z001 | V |  | F | RM | PD | ZABB | HGQ | 3410121000 | PC |  | 1 | CNXIHE4 | [5 empty] | 1 | 0 | PC | 2008-11-21 | 0 | PC
VTS-AD-D0720-H030 | JDZXR-6C 6600/rt3, 110/rt3, Class1.0, |  | 121EL-VT | 3GB |  | 12H | COMM | CS03 | Z001 | V |  | F | RM | PD | ZABB | HGQ | 3410121000 | PC |  | 1 | T_GUIHUA_YE | [5 empty] | 1 | 0 | PC | 2011-11-18 | 0 | PC
VTS-AD-D0720-H090S | JDZXR-6C 6.6kV/rt3: 110V/rt3 CL0.5 & 3P |  | 121EL-VT | 3GB |  | 12H | COMM | CS03 | Z001 | V |  | F | RM | PD | ZABB | HGQ | 3410121000 | PC |  | 1 | T_GUIHUA_YE | [5 empty] | 1 | 0 | PC | 2012-11-05 | 0 | PC
VTS-AD-D0720-I030 | JDZX10-6C1 6.6kV/rt3 110V/rt3 CL1.0/20VA |  | 121EL-VT | 3GB |  | 12H | COMM | CS03 | Z001 | V |  | F | RM | PD | ZABB | HGQ | 3410121000 | PC |  | 1 | CNXIHE4 | [5 empty] | 1 | 0 | PC | 2010-09-16 | 0 | PC
VTS-AD-D0720-L020S | JDZXR-6C 6.6/v3 0.11/v3kV,CL0.5/10VA |  | 121EL-VT | 3GB |  | 12H | COMM | CS03 | Z001 | V |  | F | RM | PD | ZABB | HGQ | 3410121000 | PC |  | 1 | CNXIHE4 | [5 empty] | 1 | 0 | PC | 2014-07-18 | 0 | PC
VTS-AD-D0720-O030S | JDZXR-6C 6.6/v3/0.11/v3KV 1.0/110VA |  | 121EL | 3GB |  | 12H | COMM | CS03 | Z001 | V |  | F | RM | PD | ZABB | HGQ | 3410120000 | PC |  | 1 | Y_PPM_01 | [5 empty] | 1 | 0 | PC | 2007-12-04 | 0 | PC
VTS-AD-D07204020-1 | JDZX10-6C1 6.6kV/rt3: 110V/rt3 |  | 121EL-VT | 3GB |  | 12H | COMM | CS03 | Z001 | V |  | F | RM | PD | ZABB | HGQ | 3410121000 | PC |  | 1 | T_GUIHUA_YE | [5 empty] | 1 | 0 | PC | 2011-07-28 | 0 | PC
VTS-AD-D0720H090S1 | JDZXR-6C 6.6kV/v3:0.11kV/v3 |  | 121EL-VT | 3GB |  | 12H | COMM | CS03 | Z001 | V |  | F | RM | PD | ZABB | HGQ | 3410121000 | PC |  | 1 | CNXIHE4 | [5 empty] | 1 | 0 | PC | 2016-10-24 | 0 | PC
VTS-AD-D0722-2223 | JDZX10-6C1 6.6/v3/0.11/v3/0.11/3KV |  | 121EL-VT | 3GB |  | B03 | COMM | CS03 | Z001 | V |  | F | RM | PD | ZABB | HGQ | 3410121000 | PC |  | 1 | CNSHZEN2 | [5 empty] | 1 | 0 | PC | 2016-03-31 | 0 | PC
VTS-AD-D0722-2238S | JDZXR-6C 6.6/v3/0.11/v3/0.11/3KV 1.0/30V |  | 121EL-VT | 3GB |  | 12H | COMM | CS03 | Z001 | V |  | F | RM | PD | ZABB | HGQ | 3410121000 | PC |  | 1 | CNMAZHA43 | [5 empty] | 1 | 0 | PC | 2020-07-26 | 0 | PC
VTS-AD-D0722-4433S | JDZXR-6C 6.6/v3/0.11/v3/0.11/3KV 1.0/50V |  | 121EL |  |  | 12Q | COMM | CS03 | Z001 | V |  | F | RM | PD | ZABB | HGQ | 3410121000 | PC |  | 1 | CNXIHE4 | [5 empty] | 1 | 0 | PC | 2008-06-20 | 0 | PC
VTS-AD-D0722-443CS | JDZXR-6C 6.6/v3/0.11/v3/0.11/3KV 1.0/3P, |  | 121EL | 3GB |  | 12H | COMM | CS03 | Z001 | V |  | F | RM | PD | ZABB | HGQ | 3410121000 | PC |  | 1 | CNXIHE4 | [5 empty] | 1 | 0 | PC | 2008-06-25 | 0 | PC
VTS-AD-D0722-44HGS | JDZX17-6R 6.6/v3 0.11/v3 0.11/v3 kV CL0. |  | 121EL-VT |  |  | B03 | COMM | CS03 | Z001 | V |  | F | RM | PD | ZABB | HGQ | 3410121000 | PC |  | 1 | CNXIHE4 | [5 empty] | 1 | 0 | PC | 2015-05-07 | 0 | PC
VTS-AD-D0724-4433S | JDZXR-6C 6.6/v3/0.11/v3/0.11/v3KV 1.0/50 |  | 121EL |  |  | 12Q | COMM | CS03 | Z001 | V |  | F | RM | PD | ZABB | HGQ | 3410121000 | PC |  | 1 | CNXIHE4 | [5 empty] | 1 | 0 | PC | 2008-06-24 | 0 | PC
VTS-AD-D0724-443CS | JDZXR-6C 6.6/v3/0.11/v3/0.11/v3KV 1.0/50 |  | 121EL |  |  | 12Q | COMM | CS03 | Z001 | V |  | F | RM | PD | ZABB | HGQ | 3410121000 | PC |  | 1 | CNXIHE4 | [5 empty] | 1 | 0 | PC | 2008-06-20 | 0 | PC
VTS-AD-D0724-8833S | JDZX17-6R 6.6kV/rt3: 110V/rt3: 110V/rt3 |  | 121EL-VT | 3GB |  | 12H | COMM | CS03 | Z001 | V |  | F | RM | PD | ZABB | HGQ | 3410121000 | PC |  | 1 | CNXIHE4 | [5 empty] | 1 | 0 | PC | 2013-05-08 | 0 | PC
VTS-AD-D0724-HH23S | JDZX17-6R 6.6/v3¦.11/v3¦.11/v3kV 0.5&3P/ |  | 121EL-VT | 3GB |  | 12H | COMM | CS03 | Z001 | V |  | F | RM | PD | ZABB | HGQ | 3410121000 | PC |  | 1 | CNXIHE4 | [5 empty] | 1 | 0 | PC | 2009-04-13 | 0 | PC
VTS-AD-D0724-HH2B | JDZX10-6C1 6.6/v3¦.11/v3¦.11/v3KV 0.5/0. |  | 121EL | 3GB |  | 12H | COMM | CS03 | Z001 | V |  | F | RM | PD | ZABB | HGQ | 3410121000 | PC |  | 1 | CNXIHE4 | [5 empty] | 1 | 0 | PC | 2008-11-24 | 0 | PC
VTS-AD-D0724-HH8BS | JDZXR-6C 6.6kV/v3:0.11kV/v3:0.11kV/v3 |  | 121EL-VT | 3GB |  | 12H | COMM | CS03 | Z001 | V |  | F | RM | PD | ZABB | HGQ | 3410121000 | PC |  | 1 | CNXIHE4 | [5 empty] | 1 | 0 | PC | 2016-10-24 | 0 | PC
VTS-AD-D0724443CS1 | JDZXR-6C 6.6/v3/0.11/v3/0.11/v3KV 1.0/3 |  | 121EL | 3GB |  | 12H | COMM | CS03 | Z001 | V |  | F | RM | PD | ZABB | HGQ | 3410121000 | PC |  | 1 | CNXIHE4 | [5 empty] | 1 | 0 | PC | 2008-06-25 | 0 | PC
VTS-AD-D0724HH23S1 | JDZXR-6C 6.6kV/rt3: 110V/rt3: 110V/rt3 |  | 121EL-VT | 3GB |  | 12H | COMM | CS03 | Z001 | V |  | F | RM | PD | ZABB | HGQ | 3410121000 | PC |  | 1 | CNXIHE4 | [5 empty] | 1 | 0 | PC | 2010-09-16 | 0 | PC
VTS-AD-D0724HH23S2 | JDZXR-6C 6.6/V3 : 0.11/V3 : 0.11/V3 kV |  | 121EL-VT | 3GD |  | 12H | COMM | CS03 | Z001 | V |  | F | RM | PD | ZABB | HGQ | 3410121000 | PC |  | 1 | CNGELI3 | [5 empty] | 1 | 0 | PC | 2019-05-08 | 0 | PC
VTS-AD-D0930-R020S | JDZX17-6R 6.9kV/rt3: 120V/rt3 CL0.5/5VA |  | 121EL-VT | 3GB |  | 12H | COMM | CS03 | Z001 | V |  | F | RM | PD | ZABB | HGQ | 3410121000 | PC |  | 1 | CNXIHE4 | [5 empty] | 1 | 0 | PC | 2013-03-18 | 0 | PC
VTS-AD-D1011-4433S | JDZXR-10C 10/v3/0.1/v3/0.1/3KV CL1/50VA, |  | 121EL | 3GB |  | 12H | COMM | CS03 | Z001 | V |  | F | RM | PD | ZABB | HGQ | 3410121000 | PC |  | 1 | CNXIHE4 | [5 empty] | 1 | 0 | PC | 2008-07-21 | 0 | PC
VTS-AD-D1013-4433S | JDZXR-10C 10/v3/0.1/v3/0.1/v3KV CL1/50VA |  | 121EL | 3GB |  | 12H | COMM | CS03 | Z001 | V |  | F | RM | PD | ZABB | HGQ | 3410121000 | PC |  | 1 | CNXIHE4 | [5 empty] | 1 | 0 | PC | 2008-07-21 | 0 | PC
VTS-AD-D1020-8030 | JDZX10-10C1 10kV/rt3: 110V/rt3 1.0/100VA |  | 121EL-VT | 3GB |  | 12H | COMM | CS03 | Z001 | V |  | F | RM | PD | ZABB | HGQ | 3410121000 | PC |  | 1 | CNXIHE4 | [5 empty] | 1 | 0 | PC | 2011-07-21 | 0 | PC
VTS-AD-D1020-8030S | JDZX17-10R 10kV/rt3: 110V/rt3 CL1.0/10VA |  | 121EL-VT | 3GB |  | 12H | COMM | CS03 | Z001 | V |  | F | RM | PD | ZABB | HGQ | 3410121000 | PC |  | 1 | CNXIHE4 | [5 empty] | 1 | 0 | PC | 2011-07-21 | 0 | PC
VTS-AD-D1022-4423 | JDZX10-10C1 10/√3 0.11/√3 0.11/3kV |  | 121EL-VT | 3GD |  | 12H | COMM | CS03 | Z001 | V |  | F | RM | PD | ZABB | HGQ | 3410121000 | PC |  | 1 | CNGELI3 | [5 empty] | 1 | 0 | PC | 2019-05-15 | 0 | PC
VTS-AD-D1022-L411S | JDZXR-10C 10kV/√3: 110V/√3: 110V/3 |  | 121EL-VT |  |  | 129 | COMM | CS03 | Z001 | V |  | F | RM | PD | ZABB | HGQ | 3410121000 | PC |  | 1 | CNGELI3 | [5 empty] | 1 | 0 | PC | 2019-09-19 | 0 | PC
VTS-AD-D1111-4L21 | JDZXR-10C 11/rt3:0.1/rt3:0.1/3KV |  | 121EL |  |  | 12Q | COMM | CS03 | Z001 | V |  | F | RM | PD | ZABB | HGQ | 3410120000 | PC |  | 1 | Y_PPM_01 | [5 empty] | 1 | 0 | PC | 2007-12-04 | 0 | PC
VTS-AD-D1111-L411S | JDZXR-10C 11kV/v3: 0.1kV/v3: 0.1kV/3 |  | 121EL-VT |  |  | 129 | COMM | CS03 | Z001 | V |  | F | RM | PD | ZABB | HGQ | 3410121000 | PC |  | 1 | CNGELI3 | [5 empty] | 1 | 0 | PC | 2020-03-11 | 0 | PC
VTS-AD-D1111L411S1 | JDZX17-10R 11kV/v3: 0.1kV/v3: 0.1kV/3 |  | 121EL-VT |  |  | 129 | COMM | CS03 | Z001 | V |  | F | RM | PD | ZABB | HGQ | 3410121000 | PC |  | 1 | CNGELI3 | [5 empty] | 1 | 0 | PC | 2020-03-11 | 0 | PC
VTS-AD-D1120-1020S | JDZXR-10C 11/v3/0.11/v3kV CL0.5/15VA |  | 121EL | 3GB |  | 12H | COMM | CS03 | Z001 | V |  | F | RM | PD | ZABB | HGQ | 3410121000 | PC |  | 1 | CNXIHE4 | [5 empty] | 1 | 0 | PC | 2008-08-06 | 0 | PC
VTS-AD-D1120-1030S | JDZX17-10R 11kV/rt3: 110V/rt3 CL1.0/15VA |  | 121EL-VT | 3GB |  | 12H | COMM | CS03 | Z001 | V |  | F | RM | PD | ZABB | HGQ | 3410121000 | PC |  | 1 | CNXIHE4 | [5 empty] | 1 | 0 | PC | 2013-02-25 | 0 | PC
VTS-AD-D1120-2020 | JDZX10-10C 11kV/rt3: 110V/rt3 0.5/30VA |  | 121EL-VT | 3GB |  | 12H | COMM | CS03 | Z001 | V |  | F | RM | PD | ZABB | HGQ | 3410121000 | PC |  | 1 | CNDELIN | [5 empty] | 1 | 0 | PC | 2012-09-07 | 0 | PC
VTS-AD-D1120-2020S | JDZX17-10R 11/rt3:0.11/rt3 kV 0.5/30VA |  | 121EL | 3GB |  | 12H | COMM | CS03 | Z001 | V |  | F | RM | PD | ZABB | HGQ | 3410121000 | PC |  | 1 | CNXIHE4 | [5 empty] | 1 | 0 | PC | 2008-03-12 | 0 | PC
VTS-AD-D1120-2090 | JDZX10-10C1 11kV/rt3: 110V/rt3 CL0.5 & |  | 121EL-VT | 3GB |  | 12H | COMM | CS03 | Z001 | V |  | F | RM | PD | ZABB | HGQ | 3410121000 | PC |  | 1 | CNXIHE4 | [5 empty] | 1 | 0 | PC | 2010-10-11 | 0 | PC
VTS-AD-D1120-20B0 | JDZX10-10C1 11 kV/rt3 : 110 V/rt3 (Star- |  | 121EL-VT | 3GB |  | 12H | COMM | CS03 | Z001 | V |  | F | RM | PD | ZABB | HGQ | 3410121000 | PC |  | 1 | CNXIHE4 | [5 empty] | 1 | 0 | PC | 2016-05-23 | 0 | PC
VTS-AD-D1120-3090 | JDZX10-10C1 11/rt3: 0.11/rt3 kV CL 0.5&3 |  | 121EL-VT | 3GB |  | 12H | COMM | CS03 | Z001 | V |  | F | RM | PD | ZABB | HGQ | 3410121000 | PC |  | 1 | T_GUIHUA_YE | [5 empty] | 1 | 0 | PC | 2012-06-06 | 0 | PC
VTS-AD-D1120-4020 | JDZX10-10C1 11/v3¦.11/v3kV 50VA CL0.5 |  | 121EL | 3GB |  | 12H | COMM | CS03 | Z001 | V |  | F | RM | PD | ZABB | HGQ | 3410120000 | PC |  | 1 | Y_PPM_01 | [5 empty] | 1 | 0 | PC | 2007-12-04 | 0 | PC
VTS-AD-D1120-4020S | JDZX17-10R 11/rt3:0.11/rt3 kV 0.5/50VA |  | 121EL | 3GB |  | 12H | COMM | CS03 | Z001 | V |  | F | RM | PD | ZABB | HGQ | 3410120000 | PC |  | 1 | Y_PPM_01 | [5 empty] | 1 | 0 | PC | 2007-12-04 | 0 | PC
VTS-AD-D1120-4023 | JDZX10-3C1 11/rt3;0.11/rt3KV 0.5&3P,50VA |  | 121EL | 3GC |  | 12H | COMM | CS03 | Z001 | V |  | F | RM | PD | ZABB | HGQ | 3410120000 | PC |  | 1 | Y_PPM_01 | [5 empty] | 1 | 0 | PC | 2007-12-04 | 0 | PC
VTS-AD-D1120-4023S | JDZXR-3C 11/rt3;0.11/rt3KV 0.5&3P,50V |  | 121EL | 3GC |  | 12H | COMM | CS03 | Z001 | V |  | F | RM | PD | ZABB | HGQ | 3410120000 | PC |  | 1 | Y_PPM_01 | [5 empty] | 1 | 0 | PC | 2007-12-04 | 0 | PC
VTS-AD-D1120-4030 | JDZX10-10C1 11/v3¦.11/v3kV 1.0/50VA |  | 121EL | 3GB |  | 12H | COMM | CS03 | Z001 | V |  | F | RM | PD | ZABB | HGQ | 3410121000 | PC |  | 1 | CNXIHE4 | [5 empty] | 1 | 0 | PC | 2008-04-30 | 0 | PC
VTS-AD-D1120-4030S | JDZXR-10C 11kV/rt3 110V/rt3 CL1.0/50VA |  | 121EL-VT | 3GB |  | 12H | COMM | CS03 | Z001 | V |  | F | RM | PD | ZABB | HGQ | 3410121000 | PC |  | 1 | CNXIHE4 | [5 empty] | 1 | 0 | PC | 2011-03-10 | 0 | PC
VTS-AD-D1120-4050 | JDZX10-10C1 11/v3¦.11/v3KV CLASS1M/50VA |  | 121EL | 3GB |  | 12H | COMM | CS03 | Z001 | V |  | F | RM | PD | ZABB | HGQ | 3410120000 | PC |  | 1 | Y_PPM_01 | [5 empty] | 1 | 0 | PC | 2007-12-04 | 0 | PC
VTS-AD-D1120-4050S | JDZXR-10C 11/v3¦.11/v3KV CLASS1M/50VA |  | 121EL | 3GB |  | 12H | COMM | CS03 | Z001 | V |  | F | RM | PD | ZABB | HGQ | 3410120000 | PC |  | 1 | Y_PPM_01 | [5 empty] | 1 | 0 | PC | 2007-12-04 | 0 | PC
VTS-AD-D1120-4060 | JDZX10-10C1 11/v3¦0.11/v3KV 0.5M/50VA |  | 121EL-VT | 3GB |  | 12H | COMM | CS03 | Z001 | V |  | F | RM | PD | ZABB | HGQ | 3410121000 | PC |  | 1 | CNXIHE4 | [5 empty] | 1 | 0 | PC | 2009-06-17 | 0 | PC
VTS-AD-D1120-4080S | JDZX17-10R 11kV/rt3:110V/rt3 CL3P ,50VA |  | 121EL-VT | 3GB |  | 12H | COMM | CS03 | Z001 | V |  | F | RM | PD | ZABB | HGQ | 3410121000 | PC |  | 1 | CNXIHE4 | [5 empty] | 1 | 0 | PC | 2012-09-11 | 0 | PC
VTS-AD-D1120-4090 | JDZX17-10R 11/v3 0.11/v3kV CL0.5(3P),50V |  | 121EL-VT |  |  | B03 | COMM | CS03 | Z001 | V |  | F | RM | PD | ZABB | HGQ | 3410121000 | PC |  | 1 | T_GUIHUA_YE | [5 empty] | 1 | 0 | PC | 2011-11-25 | 0 | PC
VTS-AD-D1120-4090S | JDZXR-10C 11kV/rt3:110V/rt3 0.5&3P/50VA |  | 121EL-VT | 3GB |  | 12H | COMM | CS03 | Z001 | V |  | F | RM | PD | ZABB | HGQ | 3410121000 | PC |  | 1 | CNXIHE4 | [5 empty] | 1 | 0 | PC | 2011-11-12 | 0 | PC
VTS-AD-D1120-40A0 | JDZX10-10C1 11/v3¦.11/v3kV 50VA CL0.5&1P |  | 121EL-VT | 3GB |  | 12H | COMM | CS03 | Z001 | V |  | F | RM | PD | ZABB | HGQ | 3410121000 | PC |  | 1 | CNXIHE4 | [5 empty] | 1 | 0 | PC | 2009-12-03 | 0 | PC
VTS-AD-D1120-40C0S | JDZX17-10R 11kV/v3: 0.11kV/v3 |  | 121EL-VT | 3GB |  | 12H | COMM | CS03 | Z001 | V |  | F | RM | PD | ZABB | HGQ | 3410121000 | PC |  | 1 | CNJOCHE21 | [5 empty] | 1 | 0 | PC | 2020-10-28 | 0 | PC
VTS-AD-D1120-40E0S | JDZX17-10R 11kV/rt3: 110V/rt3 |  | 121EL-VT | 3GB |  | 12H | COMM | CS03 | Z001 | V |  | F | RM | PD | ZABB | HGQ | 3410121000 | PC |  | 1 | T_GUIHUA_YE | [5 empty] | 1 | 0 | PC | 2011-09-20 | 0 | PC
VTS-AD-D1120-40H0S | JDZXR-10C 11/v3 0.11/v3kV CL1P&0.5/50VA |  | 121EL-VT | 3GB |  | 12H | COMM | CS03 | Z001 | V |  | F | RM | PD | ZABB | HGQ | 3410121000 | PC |  | 1 | CNGELI3 | [5 empty] | 1 | 0 | PC | 2019-05-27 | 0 | PC
VTS-AD-D1120-4120S | JDZXR-10C 11/rt3;0.11/rt3KV 0.5/50V |  | 121EL | 3GB |  | 12H | COMM | CS03 | Z001 | V |  | F | RM | PD | ZABB | HGQ | 3410120000 | PC |  | 1 | Y_PPM_01 | [5 empty] | 1 | 0 | PC | 2007-12-04 | 0 | PC
VTS-AD-D1120-4160 | JDZX10-10C1 11/v3¦.11/v3kV 0.5M/50VA |  | 121EL | 3GB |  | 12H | COMM | CS03 | Z001 | V |  | F | RM | PD | ZABB | HGQ | 3410120000 | PC |  | 1 | Y_PPM_01 | [5 empty] | 1 | 0 | PC | 2007-12-04 | 0 | PC
VTS-AD-D1120-4160S | JDZXR-10C 11/rt3:0.11/rt3 kV 0.5M/50VA |  | 121EL | 3GB |  | 12H | COMM | CS03 | Z001 | V |  | F | RM | PD | ZABB | HGQ | 3410120000 | PC |  | 1 | Y_PPM_01 | [5 empty] | 1 | 0 | PC | 2007-12-04 | 0 | PC
VTS-AD-D1120-4423 | JDZX10-10C1 11kV/rt3: 110V/rt3 CL0.5 & 3 |  | 121EL-VT | 3GB |  | 12H | COMM | CS03 | Z001 | V |  | F | RM | PD | ZABB | HGQ | 3410121000 | PC |  | 1 | T_GUIHUA_YE | [5 empty] | 1 | 0 | PC | 2012-01-16 | 0 | PC
VTS-AD-D1120-5016 | JDZX10-10C1 11/v3:0.11/v3 |  | 121EL | 3GB |  | 12H | COMM | CS03 | Z001 | V |  | F | RM | PD | ZABB | HGQ | 3410120000 | PC |  | 1 | Y_PPM_01 | [5 empty] | 1 | 0 | PC | 2007-12-04 | 0 | PC
VTS-AD-D1120-5020S | JDZXR-10C 11/v3¦0.11/v3KV CL0.5/60VA |  | 121EL-VT | 3GB |  | 12H | COMM | CS03 | Z001 | V |  | F | RM | PD | ZABB | HGQ | 3410121000 | PC |  | 1 | CNXIHE4 | [5 empty] | 1 | 0 | PC | 2009-05-11 | 0 | PC
VTS-AD-D1120-5090S | JDZXR-10C 11/v3 0.11/v3kV, CL3P&0.5/60VA |  | 121EL-VT |  |  | B03 | COMM | CS03 | Z001 | V |  | F | RM | PD | ZABB | HGQ | 3410121000 | PC |  | 1 | CNXIHE4 | [5 empty] | 1 | 0 | PC | 2014-08-04 | 0 | PC
VTS-AD-D1120-6023 | JDZX10-10C1 11/v3:0.11/v3 |  | 121EL | 3GB |  | 12H | COMM | CS03 | Z001 | V |  | F | RM | PD | ZABB | HGQ | 3410120000 | PC |  | 1 | Y_PPM_01 | [5 empty] | 1 | 0 | PC | 2007-12-04 | 0 | PC
VTS-AD-D1120-6023S | JDZXR-10C 11/v3:0.11/v3 |  | 121EL |  |  | 12Q | COMM | CS03 | Z001 | V |  | F | RM | PD | ZABB | HGQ | 3410120000 | PC |  | 1 | Y_PPM_01 | [5 empty] | 1 | 0 | PC | 2007-12-04 | 0 | PC
VTS-AD-D1120-6090 | JDZX10-10C1 11kV/rt3: 110V/rt3 CL0.5 |  | 121EL-VT | 3GB |  | 12H | COMM | CS03 | Z001 | V |  | F | RM | PD | ZABB | HGQ | 3410121000 | PC |  | 1 | CNXIHE4 | [5 empty] | 1 | 0 | PC | 2016-04-06 | 0 | PC
VTS-AD-D1120-8023 | JDZX11-10 11/v3 ¦ 0.11/v3KV CL0.5 & 3 |  | 121EL | 3GB |  | 12H | COMM | CS03 | Z001 | V |  | F | RM | PD | ZABB | HGQ | 3410121000 | PC |  | 1 | CNXIHE4 | [5 empty] | 1 | 0 | PC | 2008-09-19 | 0 | PC
VTS-AD-D1120-8023S | JDZX17-10R 11/v3 ¦ 0.11/v3KV CL0.5 & 3 |  | 121EL | 3GB |  | 12H | COMM | CS03 | Z001 | V |  | F | RM | PD | ZABB | HGQ | 3410121000 | PC |  | 1 | CNXIHE4 | [5 empty] | 1 | 0 | PC | 2008-09-12 | 0 | PC
VTS-AD-D1120-8030 | JDZX10-10C1 11/v3 ¦ 0.11/v3 kV,100VA/CL1 |  | 121EL-VT | 3GB |  | 12H | COMM | CS03 | Z001 | V |  | F | RM | PD | ZABB | HGQ | 3410121000 | PC |  | 1 | CNXIHE4 | [5 empty] | 1 | 0 | PC | 2009-11-19 | 0 | PC
VTS-AD-D1120-8030S | JDZXR-10C |  | 121EL | 3GB |  | 12H | COMM | CS03 | Z001 | V |  | F | RM | PD | ZABB | HGQ | 3410120000 | PC |  | 1 | Y_PPM_01 | [5 empty] | 1 | 0 | PC | 2007-12-04 | 0 | PC
VTS-AD-D1120-8080S | JDZXR-10C 11kV/rt3: 110V/rt3 CL3P/100VA |  | 121EL-VT |  |  | B03 | COMM | CS03 | Z001 | V |  | F | RM | PD | ZABB | HGQ | 3410121000 | PC |  | 1 | CNXIHE4 | [5 empty] | 1 | 0 | PC | 2013-09-18 | 0 | PC
VTS-AD-D1120-8090 | JDZX17-10 11kV/rt3: 110V/rt3 CL0.5 & 3P |  | 121EL-VT | 3GB |  | 12H | COMM | CS03 | Z001 | V |  | F | RM | PD | ZABB | HGQ | 3410121000 | PC |  | 1 | CNXIHE4 | [5 empty] | 1 | 0 | PC | 2013-03-12 | 0 | PC
VTS-AD-D1120-80B0S | JDZXR-10C 11kV/rt3: 110V/rt3 CL1.0&3P/ |  | 121EL-VT | 3GB |  | 12H | COMM | CS03 | Z001 | V |  | F | RM | PD | ZABB | HGQ | 3410121000 | PC |  | 1 | CNXIHE4 | [5 empty] | 1 | 0 | PC | 2010-08-27 | 0 | PC
VTS-AD-D1120-88B0S | JDZX17-10R 11/v3 0.11/v3KV CL 1.0&3P/100 |  | 121EL-VT | 3GB |  | 12H | COMM | CS03 | Z001 | V |  | F | RM | PD | ZABB | HGQ | 3410121000 | PC |  | 1 | CNXIHE4 | [5 empty] | 1 | 0 | PC | 2010-01-28 | 0 | PC
VTS-AD-D1120-D080S | JDZX17-10R 11/v3 0.11/v3kV,CL3P/300VA |  | 121EL-VT | 3GB |  | 12H | COMM | CS03 | Z001 | V |  | F | RM | PD | ZABB | HGQ | 3410121000 | PC |  | 1 | CNXIHE4 | [5 empty] | 1 | 0 | PC | 2014-03-04 | 0 | PC
VTS-AD-D1120-H010S | JDZXR-10C 11/rt3:0.11/rt3 kV 25/0.2 |  | 121EL |  |  | 12Q | COMM | CS03 | Z001 | V |  | F | RM | PD | ZABB | HGQ | 3410120000 | PC |  | 1 | Y_PPM_01 | [5 empty] | 1 | 0 | PC | 2007-12-04 | 0 | PC
VTS-AD-D1120-H020 | JDZX10-10C1 11kV/rt3: 110V/rt3 0.5/25VA |  | 121EL-VT | 3GB |  | 12H | COMM | CS03 | Z001 | V |  | F | RM | PD | ZABB | HGQ | 3410121000 | PC |  | 1 | CNXIHE4 | [5 empty] | 1 | 0 | PC | 2011-04-08 | 0 | PC
VTS-AD-D1120-H020S | JDZXR-10C 11kV/v3 110V/v3 |  | 121EL-VT | 3GB |  | 12H | COMM | CS03 | Z001 | V |  | F | RM | PD | ZABB | HGQ | 3410121000 | PC |  | 1 | CNGELI3 | [5 empty] | 1 | 0 | PC | 2020-03-03 | 0 | PC
VTS-AD-D1120-H050S | JDZXR-10C 11/rt3:0.11/rt3 kV 25/1M |  | 121EL |  |  | 12Q | COMM | CS03 | Z001 | V |  | F | RM | PD | ZABB | HGQ | 3410120000 | PC |  | 1 | Y_PPM_01 | [5 empty] | 1 | 0 | PC | 2007-12-04 | 0 | PC
VTS-AD-D1120-H080 | JDZX17-10R 11/v3 0.11/v3kV CL3P,25V |  | 121EL-VT | 3GB |  | 12H | COMM | CS03 | Z001 | V |  | F | RM | PD | ZABB | HGQ | 3410121000 | PC |  | 1 | CNXIHE4 | [5 empty] | 1 | 0 | PC | 2012-02-15 | 0 | PC
VTS-AD-D1120-H090S | JDZX17-10R 11kV/rt3: 110V/rt3 CL0.5 & 3P |  | 121EL-VT | 3GB |  | 12H | COMM | CS03 | Z001 | V |  | F | RM | PD | ZABB | HGQ | 3410121000 | PC |  | 1 | CNXIHE4 | [5 empty] | 1 | 0 | PC | 2013-02-25 | 0 | PC
VTS-AD-D1120-H0B0S | JDZXR-10C 11kV/rt3: 110V/rt3 CL1.0 &3P/ |  | 121EL-VT | 3GB |  | 12H | COMM | CS03 | Z001 | V |  | F | RM | PD | ZABB | HGQ | 3410121000 | PC |  | 1 | CNXIHE4 | [5 empty] | 1 | 0 | PC | 2013-02-25 | 0 | PC
VTS-AD-D1120-HH2C | JDZX10-10C1 11/v3¦.11/v3kV 0.5/1.0 |  | 121EL |  |  | 12Q | COMM | CS03 | Z001 | V |  | F | RM | PD | ZABB | HGQ | 3410121000 | PC |  | 1 | CNXIHE4 | [5 empty] | 1 | 0 | PC | 2008-04-02 | 0 | PC
VTS-AD-D1120-L010S | JDZXR-10C 11/v3¦0.11/v3KV CL0.2/10VA |  | 121EL-VT | 3GB |  | 12H | COMM | CS03 | Z001 | V |  | F | RM | PD | ZABB | HGQ | 3410121000 | PC |  | 1 | CNXIHE4 | [5 empty] | 1 | 0 | PC | 2009-08-06 | 0 | PC
VTS-AD-D1120-L0B0S | JDZX17-10R 11kV/rt3: 110V/rt3 CL.1＆3P |  | 121EL-VT | 3GB |  | 12H | COMM | CS03 | Z001 | V |  | F | RM | PD | ZABB | HGQ | 3410121000 | PC |  | 1 | CNGELI3 | [5 empty] | 1 | 0 | PC | 2019-02-19 | 0 | PC
VTS-AD-D1120-L0C0S | JDZX17-10R 11kV/rt3: 110V/rt3 CL.0.2＆3 |  | 121EL-VT | 3GB |  | 12H | COMM | CS03 | Z001 | V |  | F | RM | PD | ZABB | HGQ | 3410121000 | PC |  | 1 | CNGELI3 | [5 empty] | 1 | 0 | PC | 2019-02-19 | 0 | PC
VTS-AD-D1120-L0N0S | JDZXR-10C 11kV/v3 110V/v3 |  | 121EL-VT | 3GD |  | 12H | COMM | CS03 | Z001 | V |  | F | RM | PD | ZABB | HGQ | 3410121000 | PC |  | 1 | CNGELI3 | [5 empty] | 1 | 0 | PC | 2019-06-03 | 0 | PC
VTS-AD-D1120-M020 | JDZX10-10C1 11kV/rt3: 110V/rt3 CL0.5 / |  | 121EL-VT | 3GB |  | 12H | COMM | CS03 | Z001 | V |  | F | RM | PD | ZABB | HGQ | 3410121000 | PC |  | 1 | CNXIHE4 | [5 empty] | 1 | 0 | PC | 2010-10-11 | 0 | PC
VTS-AD-D1120-M0B0S | JDZXR-10C 11 kV/rt3 : 110 V/rt3 (Star-St |  | 121EL-VT | 3GB |  | 12H | COMM | CS03 | Z001 | V |  | F | RM | PD | ZABB | HGQ | 3410121000 | PC |  | 1 | CNXIHE4 | [5 empty] | 1 | 0 | PC | 2016-05-23 | 0 | PC
VTS-AD-D1120-U0I0 | JDZX10-10C1 11kV/root3; 110V/root3 |  | 121EL-VT | 3GB |  | 12H | COMM | CS03 | Z001 | V |  | F | RM | PD | ZABB | HGQ | 3410121000 | PC |  | 1 | CNXIHE4 | [5 empty] | 1 | 0 | PC | 2015-09-16 | 0 | PC
VTS-AD-D1120-U0I0S | JDZXR-10C 11kV/root3; 110V/root3 |  | 121EL-VT | 3GB |  | 12H | COMM | CS03 | Z001 | V |  | F | RM | PD | ZABB | HGQ | 3410121000 | PC |  | 1 | CNXIHE4 | [5 empty] | 1 | 0 | PC | 2015-09-16 | 0 | PC
VTS-AD-D11202020-1 | JDZX10-10C1 11/rt3 : 0.11/rt3 kV |  | 121EL-VT | 3GB |  | 12H | COMM | CS03 | Z001 | V |  | F | RM | PD | ZABB | HGQ | 3410121000 | PC |  | 1 | CNGELI3 | [5 empty] | 1 | 0 | PC | 2020-02-21 | 0 | PC
VTS-AD-D11202020S1 | JDZXR-10C 11/rt3 : 0.11/rt3 kV |  | 121EL-VT | 3GB |  | 12H | COMM | CS03 | Z001 | V |  | F | RM | PD | ZABB | HGQ | 3410121000 | PC |  | 1 | CNGELI3 | [5 empty] | 1 | 0 | PC | 2020-02-21 | 0 | PC
VTS-AD-D11204020-1 | JDZX10-10C1 11/v3¦ 0.11/v3 KV CL0.5/50VA |  | 121EL-VT | 3GB |  | 12H | COMM | CS03 | Z001 | V |  | F | RM | PD | ZABB | HGQ | 3410121000 | PC |  | 1 | CNXIHE4 | [5 empty] | 1 | 0 | PC | 2009-05-31 | 0 | PC
VTS-AD-D11204020-2 | JDZX10-10C1 11/v3 0.11/v3kV,CL.0.5/50VA |  | 121EL-VT | 3GB |  | 12H | COMM | CS03 | Z001 | V |  | F | RM | PD | ZABB | HGQ | 3410121000 | PC |  | 1 | CNXIHE4 | [5 empty] | 1 | 0 | PC | 2014-05-26 | 0 | PC
VTS-AD-D11204020-3 | JDZX10-10C1 11kV/v3 110V/v3 50VA/CL0.5 |  | 121EL-VT | 3GB |  | 12H | COMM | CS03 | Z001 | V |  | F | RM | PD | ZABB | HGQ | 3410121000 | PC |  | 1 | CNDUYAN | [5 empty] | 1 | 0 | PC | 2018-12-17 | 0 | PC
VTS-AD-D11204020S1 | JDZX17-10R 11kV/v3 110V/v3 50VA/CL0.5 |  | 121EL-VT | 3GB |  | 12H | COMM | CS03 | Z001 | V |  | F | RM | PD | ZABB | HGQ | 3410121000 | PC |  | 1 | CNDUYAN | [5 empty] | 1 | 0 | PC | 2018-12-17 | 0 | PC
VTS-AD-D11204020S2 | JDZXR-10C 11kV/√3: 110V/√3 |  | 121EL-VT | 3GB |  | 12H | COMM | CS03 | Z001 | V |  | F | RM | PD | ZABB | HGQ | 3410121000 | PC |  | 1 | CNGELI3 | [5 empty] | 1 | 0 | PC | 2019-06-11 | 0 | PC
VTS-AD-D11204020S3 | JDZXR-10C 11kV/rt3: 110V/rt3 class 0.5, |  | 121EL-VT | 3GD |  | 12H | COMM | CS03 | Z001 | V |  | F | RM | PD | ZABB | HGQ | 3410121000 | PC |  | 1 | CNGELI3 | [5 empty] | 1 | 0 | PC | 2019-08-08 | 0 | PC
VTS-AD-D11204020S4 | JDZXR-10C 11kV/v3 110V/v3 |  | 121EL-VT | 3GB |  | 12H | COMM | CS03 | Z001 | V |  | F | RM | PD | ZABB | HGQ | 3410121000 | PC |  | 1 | CNGELI3 | [5 empty] | 1 | 0 | PC | 2020-03-16 | 0 | PC
VTS-AD-D11204020S5 | JDZXR-10C 11/v3 0.11/v3kV |  | 121EL-VT | 3GB |  | 12H | COMM | CS03 | Z001 | V |  | F | RM | PD | ZABB | HGQ | 3410121000 | PC |  | 1 | CNGELI3 | [5 empty] | 1 | 0 | PC | 2020-03-24 | 0 | PC
VTS-AD-D11204030S1 | JDZXR-10C 11kV/rt3: 110V/rt3 class 1, 50 |  | 121EL-VT | 3GB |  | 12H | COMM | CS03 | Z001 | V |  | F | RM | PD | ZABB | HGQ | 3410121000 | PC |  | 1 | CNGELI3 | [5 empty] | 1 | 0 | PC | 2019-08-23 | 0 | PC
VTS-AD-D11204050-1 | JDZX10-10C1 11/v3¦0.11/v3 KV 1.0M/50VA |  | 121EL-VT | 3GB |  | 12H | COMM | CS03 | Z001 | V |  | F | RM | PD | ZABB | HGQ | 3410121000 | PC |  | 1 | CNXIHE4 | [5 empty] | 1 | 0 | PC | 2009-06-17 | 0 | PC
VTS-AD-D11204080S1 | JDZX17-10R 11/v3kV:110/v3V 3P 50VA |  | 121EL-VT | 3GB |  | 12H | COMM | CS03 | Z001 | V |  | F | RM | PD | ZABB | HGQ | 3410121000 | PC |  | 1 | CNGELI3 | [5 empty] | 1 | 0 | PC | 2019-03-27 | 0 | PC
VTS-AD-D11204080S2 | JDZXR-10C 11kV/√3: 110V/√3 |  | 121EL-VT | 3GD |  | 12H | COMM | CS03 | Z001 | V |  | F | RM | PD | ZABB | HGQ | 3410121000 | PC |  | 1 | CNGELI3 | [5 empty] | 1 | 0 | PC | 2020-01-16 | 0 | PC
VTS-AD-D11204080S3 | JDZXR-10C 11/v3 0.11/v3kV |  | 121EL-VT | 3GB |  | 12H | COMM | CS03 | Z001 | V |  | F | RM | PD | ZABB | HGQ | 3410121000 | PC |  | 1 | CNJOCHE21 | [5 empty] | 1 | 0 | PC | 2021-01-26 | 0 | PC
VTS-AD-D11204090-2 | JDZX10-10C1 11kV/v3 110V/v3, CL0.5（3P）, |  | 121EL-VT | 3GB |  | 12H | COMM | CS03 | Z001 | V |  | F | RM | PD | ZABB | HGQ | 3410121000 | PC |  | 1 | CNDUYAN | [5 empty] | 1 | 0 | PC | 2018-04-04 | 0 | PC
VTS-AD-D11204090S1 | JDZX17-10R 11kV/v3 110V/v3 50VA/CL0.5(3P |  | 121EL-VT | 3GB |  | 12H | COMM | CS03 | Z001 | V |  | F | RM | PD | ZABB | HGQ | 3410121000 | PC |  | 1 | CNDUYAN | [5 empty] | 1 | 0 | PC | 2018-04-04 | 0 | PC
VTS-AD-D11204090S2 | JDZXR-10C 11kV/v3: 0.11kV/v3 |  | 121EL-VT | 3GB |  | 12H | COMM | CS03 | Z001 | V |  | F | RM | PD | ZABB | HGQ | 3410121000 | PC |  | 1 | CNGELI3 | [5 empty] | 1 | 0 | PC | 2020-04-28 | 0 | PC
VTS-AD-D11206090-1 | JDZX10-10C1 11/v3kV:110/v3V |  | 121EL-VT | 3GB |  | 12H | COMM | CS03 | Z001 | V |  | F | RM | PD | ZABB | HGQ | 3410121000 | PC |  | 1 | CNGELI3 | [5 empty] | 1 | 0 | PC | 2019-01-17 | 0 | PC
VTS-AD-D1122-0001 | JDZXR-10C TO IEC/AS 60044.2 |  | 121EL | 3GB |  | 12H | COMM | CS03 | Z001 | V |  | F | RM | PD | ZABB | HGQ | 3410120000 | PC |  | 1 | Y_PPM_01 | [5 empty] | 1 | 0 | PC | 2007-12-04 | 0 | PC
VTS-AD-D1122-1123S | JDZXR-10C 11/rt3: 0.11/rt3: 0.11/3 kV |  | 121EL-VT |  |  | B03 | COMM | CS03 | Z001 | V |  | F | RM | PD | ZABB | HGQ | 3410121000 | PC |  | 1 | T_GUIHUA_YE | [5 empty] | 1 | 0 | PC | 2013-06-13 | 0 | PC
VTS-AD-D1122-2423S | JDZXR-10C 11/rt3 0.11/rt3 0.11/3 kV |  | 121EL-VT | 3GD |  | 12H | COMM | CS03 | Z001 | V |  | F | RM | PD | ZABB | HGQ | 3410121000 | PC |  | 1 | CNSHYE6 | [5 empty] | 1 | 0 | PC | 2019-07-18 | 0 | PC
VTS-AD-D1122-3393 | JDZX10-10C1 11/rt3 0.11/rt3 0.11/3 kV CL |  | 121EL-VT | 3GB |  | 12H | COMM | CS03 | Z001 | V |  | F | RM | PD | ZABB | HGQ | 3410121000 | PC |  | 1 | T_GUIHUA_YE | [5 empty] | 1 | 0 | PC | 2012-06-06 | 0 | PC
VTS-AD-D1122-4421S | JDZX17-10R 11kV/rt3: 110V/rt3: 110V/3 |  | 121EL-VT | 3GB |  | 12H | COMM | CS03 | Z001 | V |  | F | RM | PD | ZABB | HGQ | 3410121000 | PC |  | 1 | CNXIHE4 | [5 empty] | 1 | 0 | PC | 2013-02-28 | 0 | PC
VTS-AD-D1122-4423 | JDZX10-10C1 11/√3 0.11/√3 0.11/3kV |  | 121EL-VT |  |  | 129 | COMM | CS03 | Z001 | V |  | F | RM | PD | ZABB | HGQ | 3410121000 | PC |  | 1 | CNGELI3 | [5 empty] | 1 | 0 | PC | 2019-09-19 | 0 | PC
VTS-AD-D1122-4423S | JDZXR-10C 11/rt3 0.11/rt3 0.11/3 kV |  | 121EL-VT | 3GB |  | 12H | COMM | CS03 | Z001 | V |  | F | RM | PD | ZABB | HGQ | 3410121000 | PC |  | 1 | CNXIHE4 | [5 empty] | 1 | 0 | PC | 2013-07-19 | 0 | PC
VTS-AD-D1122-4429S | JDZX17-10R,11/v3 ¦ 0.11/v3 ¦ 0.11/v3 KV |  | 121EL-VT | 3GB |  | 12H | COMM | CS03 | Z001 | V |  | F | RM | PD | ZABB | HGQ | 3410121000 | PC |  | 1 | CNXIHE4 | [5 empty] | 1 | 0 | PC | 2010-02-08 | 0 | PC
VTS-AD-D1122-4431S | JDZX17-10R 11/v3¦0.11/v3¦0.11/3 KV |  | 121EL-RL | 3GB |  | 12H | COMM | CS03 | Z001 | V |  | F | RM | PD | ZABB | HGQ | 3410121000 | PC |  | 1 | CNXIHE4 | [5 empty] | 1 | 0 | PC | 2010-02-25 | 0 | PC
VTS-AD-D1122-4433S | JDZX17-10R 11/rt3: 0.11/rt3 : 0.11/3 kV |  | 121EL-VT |  |  | B03 | COMM | CS03 | Z001 | V |  | F | RM | PD | ZABB | HGQ | 3410121000 | PC |  | 1 | CNXIHE4 | [5 empty] | 1 | 0 | PC | 2013-03-10 | 0 | PC
VTS-AD-D1122-4493S | JDZXR-10C 11kV/rt3: 110V/rt3: 110V/3 |  | 121EL-VT | 3GB |  | 12H | COMM | CS03 | Z001 | V |  | F | RM | PD | ZABB | HGQ | 3410121000 | PC |  | 1 | CNXIHE4 | [5 empty] | 1 | 0 | PC | 2013-09-11 | 0 | PC
VTS-AD-D1122-5493S | JDZXR-10C 11/v3 0.11/v3 0.11/3kV |  | 121EL-VT |  |  | B03 | COMM | CS03 | Z001 | V |  | F | RM | PD | ZABB | HGQ | 3410121000 | PC |  | 1 | CNXIHE4 | [5 empty] | 1 | 0 | PC | 2014-08-04 | 0 | PC
VTS-AD-D1122-5516S | JDZXR-10C 11/v3:0.11/v3:0.11/v3 |  | 121EL | 3GB |  | 12H | COMM | CS03 | Z001 | V |  | F | RM | PD | ZABB | HGQ | 3410120000 | PC |  | 1 | Y_PPM_01 | [5 empty] | 1 | 0 | PC | 2007-12-04 | 0 | PC
VTS-AD-D1122-6423S | JDZXR-10C 11/v3:0.11/v3:0.11/3 |  | 121EL | 3GB |  | 12H | COMM | CS03 | Z001 | V |  | F | RM | PD | ZABB | HGQ | 3410120000 | PC |  | 1 | Y_PPM_01 | [5 empty] | 1 | 0 | PC | 2007-12-04 | 0 | PC
VTS-AD-D1122-6H83S | JDZXR-10C 11/v3:0.11/v3:0.11/3,75/3P;25/ |  | 121EL | 3GB |  | 12H | COMM | CS03 | Z001 | V |  | F | RM | PD | ZABB | HGQ | 3410121000 | PC |  | 1 | CNNEWAN | [5 empty] | 1 | 0 | PC | 2008-12-04 | 0 | PC
VTS-AD-D1122-8823S | JDZX17-10R 11kV/rt3: 110V/rt3: 110V/3 |  | 121EL-VT |  |  | B03 | COMM | CS03 | Z001 | V |  | F | RM | PD | ZABB | HGQ | 3410121000 | PC |  | 1 | T_GUIHUA_YE | [5 empty] | 1 | 0 | PC | 2011-11-11 | 0 | PC
VTS-AD-D1122-HH2B | JDZX10-10C1 11/v3:0.11/v3:0.11/v3 0.5/0. |  | 121EL | 3GB |  | 12H | COMM | CS03 | Z001 | V |  | F | RM | PD | ZABB | HGQ | 3410120000 | PC |  | 1 | Y_PPM_01 | [5 empty] | 1 | 0 | PC | 2007-12-04 | 0 | PC
VTS-AD-D1122-HH33S | JDZX17-10R 11/v3¦.11/v3¦0.11/3KV 1.0/3P |  | 121EL | 3GB |  | 12H | COMM | CS03 | Z001 | V |  | F | RM | PD | ZABB | HGQ | 3410121000 | PC |  | 1 | CNXIHE4 | [5 empty] | 1 | 0 | PC | 2008-03-05 | 0 | PC
VTS-AD-D1122-HH93S | JDZX17-10R 11/rt3 0.11/rt3 0.11/3 kV CL0 |  | 121EL-VT | 3GB |  | 12H | COMM | CS03 | Z001 | V |  | F | RM | PD | ZABB | HGQ | 3410121000 | PC |  | 1 | CNSHYE6 | [5 empty] | 1 | 0 | PC | 2019-05-31 | 0 | PC
VTS-AD-D1122-HH9FS | JDZXR-10C 11kV/rt3: 110V/rt3: 110V/3 |  | 121EL-VT | 3GB |  | 12H | COMM | CS03 | Z001 | V |  | F | RM | PD | ZABB | HGQ | 3410121000 | PC |  | 1 | CNXIHE4 | [5 empty] | 1 | 0 | PC | 2013-08-29 | 0 | PC
VTS-AD-D1122-II2E | JDZX17-10R, 1/v3¦0.11/v3¦0.11/v3kV |  | 121EL-VT | 3GB |  | 12H | COMM | CS03 | Z001 | V |  | F | RM | PD | ZABB | HGQ | 3410121000 | PC |  | 1 | CNMAZHA43 | [5 empty] | 1 | 0 | PC | 2019-11-29 | 0 | PC
VTS-AD-D1122-II9ES | JDZX17-10R 11kV/rt3: 110V/rt3: 110V/3 |  | 121EL-VT | 3GB |  | 12H | COMM | CS03 | Z001 | V |  | F | RM | PD | ZABB | HGQ | 3410121000 | PC |  | 1 | T_GUIHUA_YE | [5 empty] | 1 | 0 | PC | 2011-11-11 | 0 | PC
VTS-AD-D1122-L411S | JDZXR-10C 11kV/√3: 110V/√3: 110V/3 |  | 121EL-VT | 3GB |  | 12H | COMM | CS03 | Z001 | V |  | F | RM | PD | ZABB | HGQ | 3410121000 | PC |  | 1 | CNGELI3 | [5 empty] | 1 | 0 | PC | 2019-09-27 | 0 | PC
VTS-AD-D1122-L423S | JDZX17-10R 11/rt3: 0.11/rt3: 0.11/3 kV |  | 121EL-VT | 3GD |  | 12H | COMM | CS03 | Z001 | V |  | F | RM | PD | ZABB | HGQ | 3410121000 | PC |  | 1 | CNZHZHA51 | [5 empty] | 1 | 0 | PC | 2019-08-09 | 0 | PC
VTS-AD-D1122-LI23S | JDZX17-10R 11/v3 0.11/v3 0.11/3 kV |  | 121EL-VT | 3GB |  | 12H | COMM | CS03 | Z001 | V |  | F | RM | PD | ZABB | HGQ | 3410121000 | PC |  | 1 | CNZHZHA51 | [5 empty] | 1 | 0 | PC | 2020-09-23 | 0 | PC
VTS-AD-D11223323-1 | JDZX10-10C1 11/rt3¦ 0.11/rt3¦0.11/3 kV |  | 121EL-VT | 3GB |  | 12H | COMM | CS03 | Z001 | V |  | F | RM | PD | ZABB | HGQ | 3410121000 | PC |  | 1 | T_GUIHUA_YE | [5 empty] | 1 | 0 | PC | 2011-11-22 | 0 | PC
VTS-AD-D11223323S1 | JDZX17-10R 11/rt3 0.11/rt3 0.11/3 kV |  | 121EL-VT | 3GB |  | 12H | COMM | CS03 | Z001 | V |  | F | RM | PD | ZABB | HGQ | 3410121000 | PC |  | 1 | T_GUIHUA_YE | [5 empty] | 1 | 0 | PC | 2011-11-23 | 0 | PC
VTS-AD-D11223323S2 | JDZX13-10R 11/rt3 0.11/rt3 0.11/3 kV |  | 121EL-VT | 3GB |  | 12H | COMM | CS03 | Z001 | V |  | F | RM | PD | ZABB | HGQ | 3410121000 | PC |  | 1 | T_GUIHUA_YE | [5 empty] | 1 | 0 | PC | 2011-11-23 | 0 | PC
VTS-AD-D11223393-1 | JDZX17-10R 11/rt3 0.11/rt3 0.11/3 kV CL0 |  | 121EL-VT | 3GB |  | 12H | COMM | CS03 | Z001 | V |  | F | RM | PD | ZABB | HGQ | 3410121000 | PC |  | 1 | T_GUIHUA_YE | [5 empty] | 1 | 0 | PC | 2012-06-06 | 0 | PC
VTS-AD-D11223393-2 | JDZX13-10R 11/rt3 0.11/rt3 0.11/3 kV CL0 |  | 121EL-VT | 3GB |  | 12H | COMM | CS03 | Z001 | V |  | F | RM | PD | ZABB | HGQ | 3410121000 | PC |  | 1 | T_GUIHUA_YE | [5 empty] | 1 | 0 | PC | 2012-06-06 | 0 | PC
VTS-AD-D1124-1L22 | JDZX10-10C1 11/v3¦.11/v3¦.11/v3kV,15VA/0 |  | 121EL | 3GB |  | 12H | COMM | CS03 | Z001 | V |  | F | RM | PD | ZABB | HGQ | 3410120000 | PC |  | 1 | Y_PPM_01 | [5 empty] | 1 | 0 | PC | 2007-12-04 | 0 | PC
VTS-AD-D1124-1R2CS | JDZX17-10R 11/v3¦.11/v3¦.11/v3KV 0.5/1.0 |  | 121EL-VT | 3GB |  | 12H | COMM | CS03 | Z001 | V |  | F | RM | PD | ZABB | HGQ | 3410121000 | PC |  | 1 | CNDELIN | [5 empty] | 1 | 0 | PC | 2012-09-07 | 0 | PC
VTS-AD-D1124-2223S | JDZX17-10R 11kV/rt3: 110V/rt3: 110V/rt3 |  | 121EL-VT | 3GB |  | 12H | COMM | CS03 | Z001 | V |  | F | RM | PD | ZABB | HGQ | 3410121000 | PC |  | 1 | CNXIHE4 | [5 empty] | 1 | 0 | PC | 2012-11-07 | 0 | PC
VTS-AD-D1124-222BS | JDZX17-10R 11kV/rt3: 110V/rt3: 110V/rt3 |  | 121EL-VT | 3GB |  | 12H | COMM | CS03 | Z001 | V |  | F | RM | PD | ZABB | HGQ | 3410121000 | PC |  | 1 | T_GUIHUA_YE | [5 empty] | 1 | 0 | PC | 2011-09-15 | 0 | PC
VTS-AD-D1124-2233S | JDZXR-10C 11kV/rt3:110V/rt3 :110V/rt3 |  | 121EL-VT | 3GB |  | 12H | COMM | CS03 | Z001 | V |  | F | RM | PD | ZABB | HGQ | 3410121000 | PC |  | 1 | CNXIHE4 | [5 empty] | 1 | 0 | PC | 2012-11-08 | 0 | PC
VTS-AD-D1124-2299S | JDZXR-10C 11kV/rt3: 110V/rt3: 110V/rt3 |  | 121EL-VT | 3GB |  | 12H | COMM | CS03 | Z001 | V |  | F | RM | PD | ZABB | HGQ | 3410121000 | PC |  | 1 | CNXIHE4 | [5 empty] | 1 | 0 | PC | 2013-02-28 | 0 | PC
VTS-AD-D1124-229F | JDZX10-10C1 11/v3 0.11/v3kV 0.11/v3kV |  | 121EL-VT | 3GB |  | 12H | COMM | CS03 | Z001 | V |  | F | RM | PD | ZABB | HGQ | 3410121000 | PC |  | 1 | CNDUYAN | [5 empty] | 1 | 0 | PC | 2019-01-04 | 0 | PC
VTS-AD-D1124-2I23S | JDZX17-10R 11kV/rt3: 110V/rt3: 110V/rt3 |  | 121EL-VT | 3GB |  | 12H | COMM | CS03 | Z001 | V |  | F | RM | PD | ZABB | HGQ | 3410121000 | PC |  | 1 | T_GUIHUA_YE | [5 empty] | 1 | 0 | PC | 2011-09-15 | 0 | PC
VTS-AD-D1124-4293S | JDZX17-10R 11/v3 0.11/v3 0.11/v3kV |  | 121EL-VT | 3GB |  | 12H | COMM | CS03 | Z001 | V |  | F | RM | PD | ZABB | HGQ | 3410121000 | PC |  | 1 | CNXIHE4 | [5 empty] | 1 | 0 | PC | 2014-03-21 | 0 | PC
VTS-AD-D1124-4423S | JDZX17-10R 11/√3kV, 0.11/√3kV, 0.11/√3kV |  | 121EL-VT | 3GB |  | 12H | COMM | CS03 | Z001 | V |  | F | RM | PD | ZABB | HGQ | 3410121000 | PC |  | 1 | CNGELI3 | [5 empty] | 1 | 0 | PC | 2019-05-08 | 0 | PC
VTS-AD-D1124-4433S | JDZX17-10R 11/rt3: 0.11/rt3 : 0.11/v3 kV |  | 121EL-VT | 3GB |  | 12H | COMM | CS03 | Z001 | V |  | F | RM | PD | ZABB | HGQ | 3410121000 | PC |  | 1 | CNXIHE4 | [5 empty] | 1 | 0 | PC | 2013-03-10 | 0 | PC
VTS-AD-D1124-443CS | JDZXR-10C 11/v3¦0.11/v3¦0.11/v3KV CL1.0& |  | 121EL-VT | 3GB |  | 12H | COMM | CS03 | Z001 | V |  | F | RM | PD | ZABB | HGQ | 3410121000 | PC |  | 1 | CNXIHE4 | [5 empty] | 1 | 0 | PC | 2009-05-08 | 0 | PC
VTS-AD-D1124-449DS | JDZX17-10R 11/v3¦.11/v3¦.11/v3KV 0.5/0.5 |  | 121EL-VT | 3GB |  | 12H | COMM | CS03 | Z001 | V |  | F | RM | PD | ZABB | HGQ | 3410121000 | PC |  | 1 | CNXIHE4 | [5 empty] | 1 | 0 | PC | 2010-06-09 | 0 | PC
VTS-AD-D1124-44HGS | JDZX17-10R 11/v3 0.11/v3 0.11/v3 kV |  | 121EL-VT | 3GB |  | 12H | COMM | CS03 | Z001 | V |  | F | RM | PD | ZABB | HGQ | 3410121000 | PC |  | 1 | CNDUYAN | [5 empty] | 1 | 0 | PC | 2018-07-25 | 0 | PC
VTS-AD-D1124-44HHS | JDZX17-10R 11/v3 0.11/v3 0.11/v3 kV 50VA |  | 121EL-VT | 3GB |  | 12H | COMM | CS03 | Z001 | V |  | F | RM | PD | ZABB | HGQ | 3410121000 | PC |  | 1 | T_GUIHUA_YE | [5 empty] | 1 | 0 | PC | 2014-09-02 | 0 | PC
VTS-AD-D1124-4833S | JDZX17-10R 11/rt3: 0.11/rt3 : 0.11/rt3 k |  | 121EL-VT | 3GB |  | 12H | COMM | CS03 | Z001 | V |  | F | RM | PD | ZABB | HGQ | 3410121000 | PC |  | 1 | CNXIHE4 | [5 empty] | 1 | 0 | PC | 2015-10-28 | 0 | PC
VTS-AD-D1124-GG21S | JDZXR-10C 11kV/√3: 110V/√3: 110V/√3 |  | 121EL-VT | 3GB |  | 12H | COMM | CS03 | Z001 | V |  | F | RM | PD | ZABB | HGQ | 3410121000 | PC |  | 1 | CNGELI3 | [5 empty] | 1 | 0 | PC | 2019-02-20 | 0 | PC
VTS-AD-D1124-GG23S | JDZX17-10R 11kV/rt3: 110V/rt3: 110V/rt3 |  | 121EL-VT | 3GB |  | 12H | COMM | CS03 | Z001 | V |  | F | RM | PD | ZABB | HGQ | 3410121000 | PC |  | 1 | T_GUIHUA_YE | [5 empty] | 1 | 0 | PC | 2012-04-06 | 0 | PC
VTS-AD-D1124-GG2BS | JDZX15-20R 11kV/rt3: 110V/rt3 : 110V/rt3 |  | 121EL-VT |  |  | B03 | COMM | CS03 | Z001 | V |  | F | RM | PD | ZABB | HGQ | 3410121000 | PC |  | 1 | CNXIHE4 | [5 empty] | 1 | 0 | PC | 2012-06-25 | 0 | PC
VTS-AD-D1124-GG2FS | JDZXR-10C 11kV/√3: 110V/√3: 110V/√3 |  | 121EL-VT | 3GB |  | 12H | COMM | CS03 | Z001 | V |  | F | RM | PD | ZABB | HGQ | 3410121000 | PC |  | 1 | CNGELI3 | [5 empty] | 1 | 0 | PC | 2019-02-20 | 0 | PC
VTS-AD-D1124-H423S | JDZXR-10C 11/rt3 0.11/rt3 0.11/rt3 kV |  | 121EL-VT | 3GB |  | 12H | COMM | CS03 | Z001 | V |  | F | RM | PD | ZABB | HGQ | 3410121000 | PC |  | 1 | T_GUIHUA_YE | [5 empty] | 1 | 0 | PC | 2015-10-20 | 0 | PC
VTS-AD-D1124-HH23 | JDZX10-10C1 11/v3 0.11/v3 0.11/v3kV |  | 121EL-VT | 3GB |  | 12H | COMM | CS03 | Z001 | V |  | F | RM | PD | ZABB | HGQ | 3410121000 | PC |  | 1 | CNXIHE4 | [5 empty] | 1 | 0 | PC | 2014-04-10 | 0 | PC
VTS-AD-D1124-HH23S | JDZXR-10C 11/v3¦.11/v3¦.11/v3KV 0.5/3P |  | 121EL | 3GB |  | 12H | COMM | CS03 | Z001 | V |  | F | RM | PD | ZABB | HGQ | 3410121000 | PC |  | 1 | CNXIHE4 | [5 empty] | 1 | 0 | PC | 2008-10-29 | 0 | PC
VTS-AD-D1124-HH2B | JDZX10-10C1 11kV/rt3:110V/rt3:110V/rt3 |  | 121EL-VT | 3GB |  | 12H | COMM | CS03 | Z001 | V |  | F | RM | PD | ZABB | HGQ | 3410121000 | PC |  | 1 | CNXIHE4 | [5 empty] | 1 | 0 | PC | 2011-04-08 | 0 | PC
VTS-AD-D1124-HH2BS | JDZX17-10R 11kV/rt3: 110V/rt3: 110V/rt3 |  | 121EL-VT | 3GB |  | 12H | COMM | CS03 | Z001 | V |  | F | RM | PD | ZABB | HGQ | 3410121000 | PC |  | 1 | CNXIHE4 | [5 empty] | 1 | 0 | PC | 2011-03-21 | 0 | PC
VTS-AD-D1124-HH2CS | JDZXR-10C 11/v3¦.11/v3¦.11/v3KV 0.5/1.0 |  | 121EL | 3GB |  | 12H | COMM | CS03 | Z001 | V |  | F | RM | PD | ZABB | HGQ | 3410121000 | PC |  | 1 | CNXIHE4 | [5 empty] | 1 | 0 | PC | 2008-04-03 | 0 | PC
VTS-AD-D1124-HH2ES | JDZX17-10R 11/v3¦0.11/v3¦0.11/v3kV |  | 121EL-VT |  |  | 129 | COMM | CS03 | Z001 | V |  | F | RM | PD | ZABB | HGQ | 3410121000 | PC |  | 1 | CNMAZHA43 | [5 empty] | 1 | 0 | PC | 2019-11-21 | 0 | PC
VTS-AD-D1124-HH33 | JDZX10-10C1 11/v3 0.11/v3 0.11/v3kV |  | 121EL-VT | 3GB |  | 12H | COMM | CS03 | Z001 | V |  | F | RM | PD | ZABB | HGQ | 3410121000 | PC |  | 1 | CNXIHE4 | [5 empty] | 1 | 0 | PC | 2014-05-14 | 0 | PC
VTS-AD-D1124-HH8BS | JDZX17-10R 11/v3¦.11/v3¦.11/v3KV 3P/0.5( |  | 121EL | 3GB |  | 12H | COMM | CS03 | Z001 | V |  | F | RM | PD | ZABB | HGQ | 3410120000 | PC |  | 1 | Y_PPM_01 | [5 empty] | 1 | 0 | PC | 2007-12-04 | 0 | PC
VTS-AD-D1124-HH9B | JDZX10-10C1 11kV/rt3: 110V/rt3: 110V/rt3 |  | 121EL-VT | 3GB |  | 12H | COMM | CS03 | Z001 | V |  | F | RM | PD | ZABB | HGQ | 3410121000 | PC |  | 1 | CNXIHE4 | [5 empty] | 1 | 0 | PC | 2010-10-11 | 0 | PC
VTS-AD-D1124-HH9DS | JDZXR-10C 11kV/rt3:110V/rt3 :110V/rt3;25 |  | 121EL-VT | 3GB |  | 12H | COMM | CS03 | Z001 | V |  | F | RM | PD | ZABB | HGQ | 3410121000 | PC |  | 1 | CNXIHE4 | [5 empty] | 1 | 0 | PC | 2010-06-11 | 0 | PC
VTS-AD-D1124-II13S | JDZXR-10C 0.11/V3 kV; 0.2，20 VA |  | 121EL-VT |  |  | 129 | COMM | CS03 | Z001 | V |  | F | RM | PD | ZABB | HGQ | 3410121000 | PC |  | 1 | CNJOCHE21 | [5 empty] | 1 | 0 | PC | 2021-03-19 | 0 | PC
VTS-AD-D1124-II23S | JDZX17-10R 11kV/rt3: 110V/rt3: 110V/rt3 |  | 121EL-VT | 3GB |  | 12H | COMM | CS03 | Z001 | V |  | F | RM | PD | ZABB | HGQ | 3410121000 | PC |  | 1 | T_GUIHUA_YE | [5 empty] | 1 | 0 | PC | 2011-11-10 | 0 | PC
VTS-AD-D1124-II2ES | JDZX17-10R 11kV/rt3: 110V/rt3: 110V/rt3 |  | 121EL-VT | 3GB |  | 12H | COMM | CS03 | Z001 | V |  | F | RM | PD | ZABB | HGQ | 3410121000 | PC |  | 1 | T_GUIHUA_YE | [5 empty] | 1 | 0 | PC | 2011-11-11 | 0 | PC
VTS-AD-D1124-II99 | JDZX12-10CQ4 11/V3 0.11/V3 0.11/V3kV CL0 |  | 121EL-VT | 3GD |  | 12H | COMM | CS03 | Z001 | V |  | F | RM | PD | ZABB | HGQ | 3410121000 | PC |  | 1 | CNDUYAN | [5 empty] | 1 | 0 | PC | 2020-07-30 | 0 | PC
VTS-AD-D1124-II9F | JDZX10-10C1 11/v3 0.11/v3kV 0.11/v3kV |  | 121EL-VT |  |  | 129 | COMM | CS03 | Z001 | V |  | F | RM | PD | ZABB | HGQ | 3410121000 | PC |  | 1 | CNDUYAN | [5 empty] | 1 | 0 | PC | 2018-12-29 | 0 | PC
VTS-AD-D1124-L411S | JDZX17-10R 11kV/v3: 0.11kV/v3: 0.11kV/v3 |  | 121EL-VT | 3GB |  | 12H | COMM | CS03 | Z001 | V |  | F | RM | PD | ZABB | HGQ | 3410121000 | PC |  | 1 | CNGELI3 | [5 empty] | 1 | 0 | PC | 2020-03-13 | 0 | PC
VTS-AD-D1124-L431S | JDZXR-10C 11kV/rt3: 110V/rt3: 110V/rt3 |  | 121EL-VT | 3GB |  | 12H | COMM | CS03 | Z001 | V |  | F | RM | PD | ZABB | HGQ | 3410121000 | PC |  | 1 | CNXIHE4 | [5 empty] | 1 | 0 | PC | 2013-11-14 | 0 | PC
VTS-AD-D1124-LH23S | JDZXR-10C 11kV/rt3: 110V/rt3: 110V/rt3 |  | 121EL-VT | 3GB |  | 12H | COMM | CS03 | Z001 | V |  | F | RM | PD | ZABB | HGQ | 3410121000 | PC |  | 1 | CNGELI3 | [5 empty] | 1 | 0 | PC | 2019-07-04 | 0 | PC
VTS-AD-D1124222BS1 | JDZXR-10C 11/v3 0.11/v3 0.11/v3kV CL0.5/ |  | 121EL-VT | 3GD |  | 12H | COMM | CS03 | Z001 | V |  | F | RM | PD | ZABB | HGQ | 3410121000 | PC |  | 1 | CNGELI3 | [5 empty] | 1 | 0 | PC | 2019-07-09 | 0 | PC
VTS-AD-D112444HGS1 | JDZXR-10C 11/v3 0.11/v3 0.11/v3 kV |  | 121EL-VT |  |  | 129 | COMM | CS03 | Z001 | V |  | F | RM | PD | ZABB | HGQ | 3410121000 | PC |  | 1 | CNGELI3 | [5 empty] | 1 | 0 | PC | 2019-01-09 | 0 | PC
VTS-AD-D1124HH9B-1 | JDZXR-10C 11/v3/0.11/v3/0.11/ v3KV |  | 121EL-VT | 3GB |  | 12H | COMM | CS03 | Z001 | V |  | F | RM | PD | ZABB | HGQ | 3410121000 | PC |  | 1 | T_GUIHUA_YE | [5 empty] | 1 | 0 | PC | 2011-10-12 | 0 | PC
VTS-AD-D11BD-RR22 | JDZX10-10C1 11kV/rt3: 50V/rt3: 50V/rt3 |  | 121EL-VT | 3GB |  | 12H | COMM | CS03 | Z001 | V |  | F | RM | PD | ZABB | HGQ | 3410121000 | PC |  | 1 | CNXIHE4 | [5 empty] | 1 | 0 | PC | 2012-12-25 | 0 | PC
VTS-AD-D11BD-RR2BS | JDZXR-10C 11kV/rt3 50V/rt3 50V/rt3 |  | 121EL-VT |  |  | B03 | COMM | CS03 | Z001 | V |  | F | RM | PD | ZABB | HGQ | 3410121000 | PC |  | 1 | CNXIHE4 | [5 empty] | 1 | 0 | PC | 2013-07-26 | 0 | PC
VTS-AD-D11BE-LI23 | JDZXR-10C 11kV/rt3: 50V/rt3: 50V/3 |  | 121EL-VT | 3GB |  | 12H | COMM | CS03 | Z001 | V |  | F | RM | PD | ZABB | HGQ | 3410121000 | PC |  | 1 | CNXIHE4 | [5 empty] | 1 | 0 | PC | 2012-12-25 | 0 | PC
VTS-AD-D11BE-LI23S | JDZXR-10C 11kV/rt3: 50V/rt3: 50V/3 |  | 121EL-VT | 3GB |  | 12H | COMM | CS03 | Z001 | V |  | F | RM | PD | ZABB | HGQ | 3410121000 | PC |  | 1 | CNXIHE4 | [5 empty] | 1 | 0 | PC | 2013-11-05 | 0 | PC
VTS-AD-D11BELI23-1 | JDZX10-10C1 11kV/rt3: 50V/rt3: 50V/3 |  | 121EL-VT | 3GB |  | 12H | COMM | CS03 | Z001 | V |  | F | RM | PD | ZABB | HGQ | 3410121000 | PC |  | 1 | CNXIHE4 | [5 empty] | 1 | 0 | PC | 2012-12-25 | 0 | PC
VTS-AD-D1220-4020S | JDZX17-10R 12/v3¦0.11/v3 kV 0.5/50VA |  | 121EL | 3GB |  | 12H | COMM | CS03 | Z001 | V |  | F | RM | PD | ZABB | HGQ | 3410121000 | PC |  | 1 | CNXIHE4 | [5 empty] | 1 | 0 | PC | 2008-02-26 | 0 | PC
VTS-AD-D1724-44HGS | JDZX17-6R 6.6/v3 0.11/v3 0.11/v3 kV |  | 121EL-VT | 3GB |  | 12H | COMM | CS03 | Z001 | V |  | F | RM | PD | ZABB | HGQ | 3410121000 | PC |  | 1 | T_GUIHUA_YE | [5 empty] | 1 | 0 | PC | 2015-05-07 | 0 | PC
VTS-AD-D2011-2423S | JDZX15-20R 20/v3 .1/v3 .1/3 kV W.TUBE |  | 121EL-VT | 3GB |  | 12H | COMM | CS03 | Z001 | V |  | F | RM | PD | ZABB | HGQ | 3410121000 | PC |  | 1 | T_GUIHUA_YE | [5 empty] | 1 | 0 | PC | 2013-08-14 | 0 | PC
VTS-AD-D2013-GG23S | JDZX15-20R 20 kV/rt3: 100V/rt3 : 100V/rt |  | 121EL-VT | 3GB |  | 12H | COMM | CS03 | Z001 | V |  | F | RM | PD | ZABB | HGQ | 3410121000 | PC |  | 1 | CNGELI3 | [5 empty] | 1 | 0 | PC | 2019-09-29 | 0 | PC
VTS-AD-D2020-8020S | JDZX15-20R 20/v3 .11/v3kV CL0.5/100VA |  | 121EL-VT |  |  | 129 | COMM | CS03 | Z001 | V |  | F | RM | PD | ZABB | HGQ | 3410121000 | PC |  | 1 | CNGELI3 | [5 empty] | 1 | 0 | PC | 2020-04-16 | 0 | PC
VTS-AD-D2211-4823S | JDZX11-35R 22/v3¦ 0.1/v3 ¦ 0.1/3KV CL0 |  | 121EL | 3GB |  | 12H | COMM | CS03 | Z001 | V |  | F | RM | PD | ZABB | HGQ | 3410121000 | PC |  | 1 | CNXIHE4 | [5 empty] | 1 | 0 | PC | 2008-09-24 | 0 | PC
VTS-AD-D2220-8020 | JDZX15-20 22/v3¦0.11/v3KV CL0.5&1P/100VA |  | 121EL-VT | 3GB |  | 12H | COMM | CS03 | Z001 | V |  | F | RM | PD | ZABB | HGQ | 3410121000 | PC |  | 1 | CNXIHE4 | [5 empty] | 1 | 0 | PC | 2009-06-05 | 0 | PC
VTS-AD-D2222-4423 | JDZX11-35W 22/rt3:0.11/rt3:0.11/rt3 |  | 121EL | 3GB |  | 12H | COMM | CS03 | Z001 | V |  | F | RM | PD | ZABB | HGQ | 3410120000 | PC |  | 1 | Y_PPM_01 | [5 empty] | 1 | 0 | PC | 2007-12-04 | 0 | PC
VTS-AD-D2222-4423S | JDZX11-35R 22/rt3:0.11/rt3:0.11/rt3 kV |  | 121EL | 3GB |  | 12H | COMM | CS03 | Z001 | V |  | F | RM | PD | ZABB | HGQ | 3410120000 | PC |  | 1 | Y_PPM_01 | [5 empty] | 1 | 0 | PC | 2007-12-04 | 0 | PC
VTS-AD-D2222-4823S | JDZX11-35R 22/v3¦0.11/v3¦0.11/3kV 0.5/3p |  | 121EL-VT | 3GB |  | 12H | COMM | CS03 | Z001 | V |  | F | RM | PD | ZABB | HGQ | 3410121000 | PC |  | 1 | CNXIHE4 | [5 empty] | 1 | 0 | PC | 2009-03-26 | 0 | PC
VTS-AD-D2430-8030S | JDZX15-20R 24/v3 0.12/v3 kV CL 1,100VA |  | 121EL-VT | 3GB |  | 12H | COMM | CS03 | Z001 | V |  | F | RM | PD | ZABB | HGQ | 3410121000 | PC |  | 1 | CNXIHE4 | [5 empty] | 1 | 0 | PC | 2015-04-23 | 0 | PC
VTS-AD-D3310-1090 | JDZX11-35W 33,000 to root3 100 to root3 |  | 121EL-VT |  |  | B03 | COMM | CS03 | Z001 | V |  | F | RM | PD | ZABB | HGQ | 3410121000 | PC |  | 1 | CNXIHE4 | [5 empty] | 1 | 0 | PC | 2013-06-25 | 0 | PC
VTS-AD-D3310-1090S | JDZX11-35W 33,000 to root 3 |  | 121EL-VT | 3GB |  | 12H | COMM | CS03 | Z001 | V |  | F | RM | PD | ZABB | HGQ | 3410121000 | PC |  | 1 | T_GUIHUA_YE | [5 empty] | 1 | 0 | PC | 2011-11-09 | 0 | PC
VTS-AD-D3311-8823 | JDZX11-35W 33/v3¦.1/v3¦.1/3KV 0.5/3P |  | 121EL | 3GB |  | 12H | COMM | CS03 | Z001 | V |  | F | RM | PD | ZABB | HGQ | 3410120000 | PC |  | 1 | Y_PPM_01 | [5 empty] | 1 | 0 | PC | 2007-12-04 | 0 | PC
VTS-AD-D3320-1090 | JDZX11-35W 33,000 to root3 110 to root3 |  | 121EL-VT | 3GB |  | 12H | COMM | CS03 | Z001 | V |  | F | RM | PD | ZABB | HGQ | 3410121000 | PC |  | 1 | CNXIHE4 | [5 empty] | 1 | 0 | PC | 2013-06-25 | 0 | PC
VTS-AD-D3320-1090S | JDZX11-35W 33,000 to root 3 110 to root |  | 121EL-VT | 3GB |  | 12H | COMM | CS03 | Z001 | V |  | F | RM | PD | ZABB | HGQ | 3410121000 | PC |  | 1 | T_GUIHUA_YE | [5 empty] | 1 | 0 | PC | 2011-11-11 | 0 | PC
VTS-AD-D3320-4020S | JDZX11-35R 33/v3 0.11/v3 50VA/0.5 |  | 121EL | 3GB |  | 12H | COMM | CS03 | Z001 | V |  | F | RM | PD | ZABB | HGQ | 3410120000 | PC |  | 1 | Y_PPM_01 | [5 empty] | 1 | 0 | PC | 2007-12-04 | 0 | PC
VTS-AD-D3320-4060 | JDZX11-35W 33/v3 0.11/v3 50VA/0.5 |  | 121EL | 3GB |  | 12H | COMM | CS03 | Z001 | V |  | F | RM | PD | ZABB | HGQ | 3410120000 | PC |  | 1 | Y_PPM_01 | [5 empty] | 1 | 0 | PC | 2007-12-04 | 0 | PC
VTS-AD-D3320-4090 | JDZX11-35W 33kV/rt3: 110V/rt3 CL0.5&3P |  | 121EL-VT | 3GB |  | 12H | COMM | CS03 | Z001 | V |  | F | RM | PD | ZABB | HGQ | 3410121000 | PC |  | 1 | CNXIHE4 | [5 empty] | 1 | 0 | PC | 2010-08-09 | 0 | PC
VTS-AD-D3320-4090S | JDZX17-3R 3.3 kV/rt3 : 110 V/rt3 |  | 121EL-VT | 3GB |  | 12H | COMM | CS03 | Z001 | V |  | F | RM | PD | ZABB | HGQ | 3410121000 | PC |  | 1 | CNXIHE4 | [5 empty] | 1 | 0 | PC | 2012-06-25 | 0 | PC
VTS-AD-D3320-4160 | JDZX11-35W 33/v3 0.11/v3,50VA/0.5 |  | 121EL | 3GB |  | 12H | COMM | CS03 | Z001 | V |  | F | RM | PD | ZABB | HGQ | 3410120000 | PC |  | 1 | Y_PPM_01 | [5 empty] | 1 | 0 | PC | 2007-12-04 | 0 | PC
VTS-AD-D3320-8030S | JDZXR-3C 3.3kV/rt3 110V/rt3 CL1.0/100VA |  | 121EL-VT |  |  | B03 | COMM | CS03 | Z001 | V |  | F | RM | PD | ZABB | HGQ | 3410121000 | PC |  | 1 | CNXIHE4 | [5 empty] | 1 | 0 | PC | 2011-03-30 | 0 | PC
VTS-AD-D3320-80G0 | JDZX11-35W 33kV/rt3: 110V/rt3,CL1.0M &3P |  | 121EL-VT |  |  | B03 | COMM | CS03 | Z001 | V |  | F | RM | PD | ZABB | HGQ | 3410121000 | PC |  | 1 | CNXIHE4 | [5 empty] | 1 | 0 | PC | 2013-10-08 | 0 | PC
VTS-AD-D3320-8P20S | JDZX11-35W 33/v3 0.11/v3 100VA/0.5 |  | 121EL-VT | 3GB |  | 12H | COMM | CS03 | Z001 | V |  | F | RM | PD | ZABB | HGQ | 3410121000 | PC |  | 1 | T_GUIHUA_YE | [5 empty] | 1 | 0 | PC | 2011-11-14 | 0 | PC
VTS-AD-D3320-H010 | JDZX11-35W 33/rt3 : 0.11/rt3 kV |  | 121EL-VT | 3GB |  | 12H | COMM | CS03 | Z001 | V |  | F | RM | PD | ZABB | HGQ | 3410121000 | PC |  | 1 | CNGELI3 | [5 empty] | 1 | 0 | PC | 2020-02-21 | 0 | PC
VTS-AD-D3320-H050S | JDZX11-35R 33/v3¦0.11/v3kV 25VA/1M&1P |  | 121EL | 3GB |  | 12H | COMM | CS03 | Z001 | V |  | F | RM | PD | ZABB | HGQ | 3410121000 | PC |  | 1 | CNXIHE4 | [5 empty] | 1 | 0 | PC | 2008-12-24 | 0 | PC
VTS-AD-D3320-H070S | JDZX11-35R 33/v3¦0.11/v3kV 25VA/0.2M |  | 121EL | 3GB |  | 12H | COMM | CS03 | Z001 | V |  | F | RM | PD | ZABB | HGQ | 3410121000 | PC |  | 1 | CNXIHE4 | [5 empty] | 1 | 0 | PC | 2008-12-24 | 0 | PC
VTS-AD-D33204090-1 | JDZX11-35W 33/v3 0.11/v3kV CL0.5(3P)/50V |  | 121EL-VT | 3GB |  | 12H | COMM | CS03 | Z001 | V |  | F | RM | PD | ZABB | HGQ | 3410121000 | PC |  | 1 | CNSHZHA9 | [5 empty] | 1 | 0 | PC | 2018-08-17 | 0 | PC
VTS-AD-D33204090S1 | JDZX11-35R 33/v3 0.11/v3kV CL0.5(3P)/50V |  | 121EL-VT |  |  | 129 | COMM | CS03 | Z001 | V |  | F | RM | PD | ZABB | HGQ | 3410121000 | PC |  | 1 | CNDUYAN | [5 empty] | 1 | 0 | PC | 2018-08-10 | 0 | PC
VTS-AD-D33204090S2 | JDZX11-35R 33/√3 kV 0.11/√3 kV |  | 121EL-VT |  |  | 129 | COMM | CS03 | Z001 | V |  | F | RM | PD | ZABB | HGQ | 3410121000 | PC |  | 1 | CNSHZHA9 | [5 empty] | 1 | 0 | PC | 2018-11-29 | 0 | PC
VTS-AD-D3322-2I23S | JDZX11-35R 33/v3¦.11/v3¦.11/3kV 0.5/3P |  | 121EL-VT | 3GB |  | 12H | COMM | CS03 | Z001 | V |  | F | RM | PD | ZABB | HGQ | 3410121000 | PC |  | 1 | CNXIHE4 | [5 empty] | 1 | 0 | PC | 2009-07-24 | 0 | PC
VTS-AD-D3322-44BE | JDZX11-35W 33kV/rt3: 110V/rt3: 110V/rt3 |  | 121EL-VT | 3GB |  | 12H | COMM | CS03 | Z001 | V |  | F | RM | PD | ZABB | HGQ | 3410121000 | PC |  | 1 | T_GUIHUA_YE | [5 empty] | 1 | 0 | PC | 2015-10-13 | 0 | PC
VTS-AD-D3322-4H64 | JDZX11-35W 33/v3¦0.11/v3¦0.11/v3,50VA/0. |  | 121EL | 3GB |  | 12H | COMM | CS03 | Z001 | V |  | F | RM | PD | ZABB | HGQ | 3410120000 | PC |  | 1 | Y_PPM_01 | [5 empty] | 1 | 0 | PC | 2007-12-04 | 0 | PC
VTS-AD-D3322-HH1A | JDZX11-35W 33/rt3 : 0.11/rt3 : 0.11/3kV |  | 121EL-VT |  |  | 129 | COMM | CS03 | Z001 | V |  | F | RM | PD | ZABB | HGQ | 3410121000 | PC |  | 1 | CNGELI3 | [5 empty] | 1 | 0 | PC | 2020-02-21 | 0 | PC
VTS-AD-D3324-1113 | JDZX11-35W 33kV/rt3: 110V/rt3: 110V/rt3 |  | 121EL-VT | 3GB |  | 12H | COMM | CS03 | Z001 | V |  | F | RM | PD | ZABB | HGQ | 3410121000 | PC |  | 1 | CNDUYAN | [5 empty] | 1 | 0 | PC | 2018-12-14 | 0 | PC
VTS-AD-D3324-11CI | JDZX13-35R 33kV/rt3: 110V/rt3: 110V/rt3 |  | 121EL-VT | 3GB |  | 12H | COMM | CS03 | Z001 | V |  | F | RM | PD | ZABB | HGQ | 3410121000 | PC |  | 1 | CNDUYAN | [5 empty] | 1 | 0 | PC | 2018-07-11 | 0 | PC
VTS-AD-D3324-11CIS | JDZX11-35R 33kV/√3: 110V/√3: 110V/√3 |  | 121EL-VT | 3GB |  | 12H | COMM | CS03 | Z001 | V |  | F | RM | PD | ZABB | HGQ | 3410121000 | PC |  | 1 | CNGELI3 | [5 empty] | 1 | 0 | PC | 2019-11-15 | 0 | PC
VTS-AD-D3324-2I3A | JDZX11-35W 33/√3 /0.11/√3/0.11/√3 kV |  | 121EL-VT | 3GB |  | 12H | COMM | CS03 | Z001 | V |  | F | RM | PD | ZABB | HGQ | 3410121000 | PC |  | 1 | CNXIHE4 | [5 empty] | 1 | 0 | PC | 2017-10-31 | 0 | PC
VTS-AD-D3324-2IBA | JDZX11-35W 33/rt3:0.11/rt3:0.11/rt3 |  | 121EL-VT |  |  | B03 | COMM | CS03 | Z001 | V |  | F | RM | PD | ZABB | HGQ | 3410121000 | PC |  | 1 | CNXIHE4 | [5 empty] | 1 | 0 | PC | 2017-01-06 | 0 | PC
VTS-AD-D3324-449F | JDZX11-35W 33/√3kV 0.11/√3 0.11/√3kV |  | 121EL-VT | 3GB |  | 12H | COMM | CS03 | Z001 | V |  | F | RM | PD | ZABB | HGQ | 3410121000 | PC |  | 1 | CNGELI3 | [5 empty] | 1 | 0 | PC | 2019-03-08 | 0 | PC
VTS-AD-D3324-449FS | JDZX11-35R 33/v3 0.11/v3 0.11/v3kV |  | 121EL-VT | 3GB |  | 12H | COMM | CS03 | Z001 | V |  | F | RM | PD | ZABB | HGQ | 3410121000 | PC |  | 1 | CNDUYAN | [5 empty] | 1 | 0 | PC | 2018-08-10 | 0 | PC
VTS-AD-D3324-44BE | JDZX11-35W 33kV/rt3: 110V/rt3: 110V/rt3 |  | 121EL-VT |  |  | B03 | COMM | CS03 | Z001 | V |  | F | RM | PD | ZABB | HGQ | 3410121000 | PC |  | 1 | CNXIHE4 | [5 empty] | 1 | 0 | PC | 2013-12-18 | 0 | PC
VTS-AD-D3324-883C | JDZX11-35W 33/v3 0.11/v3 0.11/v3,1.0/1.0 |  | 121EL | 3GB |  | 12H | COMM | CS03 | Z001 | V |  | F | RM | PD | ZABB | HGQ | 3410121000 | PC |  | 1 | CNXIHE4 | [5 empty] | 1 | 0 | PC | 2008-06-24 | 0 | PC
VTS-AD-D3324-II9F | JDZX10-3C1 3.3/v3 0.11/v3kV 0.11/v3kV |  | 121EL-VT |  |  | 129 | COMM | CS03 | Z001 | V |  | F | RM | PD | ZABB | HGQ | 3410121000 | PC |  | 1 | CNDUYAN | [5 empty] | 1 | 0 | PC | 2018-12-29 | 0 | PC
VTS-AD-D3324-IICIS | JDZX11-35R 33/v3 0.11/v3 0.11/v3kV CL0.2 |  | 121EL-VT | 3GB |  | 12H | COMM | CS03 | Z001 | V |  | F | RM | PD | ZABB | HGQ | 3410121000 | PC |  | 1 | CNDUYAN | [5 empty] | 1 | 0 | PC | 2018-12-05 | 0 | PC
VTS-AD-D3324-LL13S | JDZX13-35R 33kV/rt3: 110V/rt3: 110V/rt3 |  | 121EL-VT | 3GB |  | 12H | COMM | CS03 | Z001 | V |  | F | RM | PD | ZABB | HGQ | 3410121000 | PC |  | 1 | CNDUYAN | [5 empty] | 1 | 0 | PC | 2018-06-25 | 0 | PC
VTS-AD-D3380-N000 | JDZX11-3 3.3/v3¦.24/v3 |  | 121EL | 3GB |  | 12H | COMM | CS03 | Z001 | V |  | F | RM | PD | ZABB | HGQ | 3410120000 | PC |  | 1 | Y_PPM_01 | [5 empty] | 1 | 0 | PC | 2007-12-04 | 0 | PC
VTS-AD-D3424-I412S | JDZX11-35R 34.5/v3 0.11/v3 0.11/v3 kV W. |  | 121EL-VT | 3GB |  | 12H | COMM | CS03 | Z001 | V |  | F | RM | PD | ZABB | HGQ | 3410121000 | PC |  | 1 | T_GUIHUA_YE | [5 empty] | 1 | 0 | PC | 2014-07-29 | 0 | PC
VTS-AD-D4130-R020S | JDZX17-6R 4.16kV/rt3: 120V/rt3 CL0.5 / 5 |  | 121EL-VT | 3GB |  | 12H | COMM | CS03 | Z001 | V |  | F | RM | PD | ZABB | HGQ | 3410121000 | PC |  | 1 | CNXIHE4 | [5 empty] | 1 | 0 | PC | 2013-03-18 | 0 | PC
VTS-AD-D4137-HH33S | JDZXR-6C 4.16/v3/0.12/v3/0.12/3KV CL1.0/ |  | 121EL-VT | 3GB |  | 12H | COMM | CS03 | Z001 | V |  | F | RM | PD | ZABB | HGQ | 3410121000 | PC |  | 1 | CNXIHE4 | [5 empty] | 1 | 0 | PC | 2009-02-03 | 0 | PC
VTS-AD-D4210-1020S | JDZX15-20R 22000/v3 ¦ 110/v3 V |  | 121EL-VT | 3GB |  | 12H | COMM | CS03 | Z001 | V |  | F | RM | PD | ZABB | HGQ | 3410121000 | PC |  | 1 | T_GUIHUA_YE | [5 empty] | 1 | 0 | PC | 2011-11-09 | 0 | PC
VTS-AD-D4210-8090 | JDZX15-20G 22/v3 0.1/v3kV 0.5/3P |  | 121EL-VT |  |  | 129 | COMM | CS03 | Z001 | V |  | F | RM | PD | ZABB | HGQ | 3410121000 | PC |  | 1 | CNGELI3 | [5 empty] | 1 | 0 | PC | 2020-03-26 | 0 | PC
VTS-AD-D42108090-1 | JDZX15-20 22/v3 0.1/v3kV 0.5＆3P |  | 121EL-VT | 3GB |  | 12H | COMM | CS03 | Z001 | V |  | F | RM | PD | ZABB | HGQ | 3410121000 | PC |  | 1 | CNGELI3 | [5 empty] | 1 | 0 | PC | 2020-03-27 | 0 | PC
VTS-AD-D4220-1020S | JDZX15-20R 22/v3 0.11/v3 kV CL0.5 /15VA |  | 121EL-VT | 3GB |  | 12H | COMM | CS03 | Z001 | V |  | F | RM | PD | ZABB | HGQ | 3410121000 | PC |  | 1 | CNXIHE4 | [5 empty] | 1 | 0 | PC | 2015-06-15 | 0 | PC
VTS-AD-D4220-10B0S | JDZX15-20R 22 kV/rt3: 110V/rt3 CL1.0&3P |  | 121EL-VT | 3GB |  | 12H | COMM | CS03 | Z001 | V |  | F | RM | PD | ZABB | HGQ | 3410121000 | PC |  | 1 | T_GUIHUA_YE | [5 empty] | 1 | 0 | PC | 2012-11-19 | 0 | PC
VTS-AD-D4220-4020S | JDZX15-20R 22 kV/rt3: 110V/rt3 CL0.5/50V |  | 121EL-VT | 3GB |  | 12H | COMM | CS03 | Z001 | V |  | F | RM | PD | ZABB | HGQ | 3410121000 | PC |  | 1 | T_GUIHUA_YE | [5 empty] | 1 | 0 | PC | 2012-10-08 | 0 | PC
VTS-AD-D4220-4030S | JDZX15-20R 22 kV/rt3: 110V/rt3 CL1.0/50V |  | 121EL-VT | 3GB |  | 12H | COMM | CS03 | Z001 | V |  | F | RM | PD | ZABB | HGQ | 3410121000 | PC |  | 1 | T_GUIHUA_YE | [5 empty] | 1 | 0 | PC | 2012-10-08 | 0 | PC
VTS-AD-D4220-4090 | JDZX15-20 22kV/v3 110V/v3 |  | 121EL-VT | 3GB |  | 12H | COMM | CS03 | Z001 | V |  | F | RM | PD | ZABB | HGQ | 3410121000 | PC |  | 1 | CNGELI3 | [5 empty] | 1 | 0 | PC | 2019-07-04 | 0 | PC
VTS-AD-D4220-4090S | JDZX15-20R 22 kV/rt3: 110V/rt3 W.TUBE |  | 121EL-VT | 3GB |  | 12H | COMM | CS03 | Z001 | V |  | F | RM | PD | ZABB | HGQ | 3410121000 | PC |  | 1 | T_GUIHUA_YE | [5 empty] | 1 | 0 | PC | 2012-07-14 | 0 | PC
VTS-AD-D4220-40A0 | JDZX15-20 22kV/v3 110V/v3 |  | 121EL-VT | 3GB |  | 12H | COMM | CS03 | Z001 | V |  | F | RM | PD | ZABB | HGQ | 3410121000 | PC |  | 1 | CNGELI3 | [5 empty] | 1 | 0 | PC | 2019-07-16 | 0 | PC
VTS-AD-D4220-40G0 | JDZX15-20 22/v3 0.11/v3 kV CL0.5&1P/50VA |  | 121EL-VT | 3GB |  | 12H | COMM | CS03 | Z001 | V |  | F | RM | PD | ZABB | HGQ | 3410121000 | PC |  | 1 | T_GUIHUA_YE | [5 empty] | 1 | 0 | PC | 2013-07-25 | 0 | PC
VTS-AD-D4220-40G0S | JDZX15-20R 22/v3 .11/v3 kV W.TUBE |  | 121EL-VT | 3GB |  | 12H | COMM | CS03 | Z001 | V |  | F | RM | PD | ZABB | HGQ | 3410121000 | PC |  | 1 | T_GUIHUA_YE | [5 empty] | 1 | 0 | PC | 2013-07-26 | 0 | PC
VTS-AD-D4220-8020S | JDZX15-20R 22kV/rt3: 110V/rt3,CL0.5 /100 |  | 121EL-VT | 3GB |  | 12H | COMM | CS03 | Z001 | V |  | F | RM | PD | ZABB | HGQ | 3410121000 | PC |  | 1 | CNXIHE4 | [5 empty] | 1 | 0 | PC | 2013-08-30 | 0 | PC
VTS-AD-D4220-8030S | JDZX15-20R 22000/v3 110/v3V 100VA/CL1 |  | 121EL-VT | 3GB |  | 12H | COMM | CS03 | Z001 | V |  | F | RM | PD | ZABB | HGQ | 3410121000 | PC |  | 1 | CNXIHE4 | [5 empty] | 1 | 0 | PC | 2012-05-16 | 0 | PC
VTS-AD-D4220-8090 | JDZX15-20 22/v3 0.11/v3kV,CL0.5&3P/100VA |  | 121EL-VT | 3GB |  | 12H | COMM | CS03 | Z001 | V |  | F | RM | PD | ZABB | HGQ | 3410121000 | PC |  | 1 | CNXIHE4 | [5 empty] | 1 | 0 | PC | 2013-11-18 | 0 | PC
VTS-AD-D4220-8090S | JDZX15-20R 22/v3 0.11/v3kV,CL0.5&3P/100V |  | 121EL-VT | 3GB |  | 12H | COMM | CS03 | Z001 | V |  | F | RM | PD | ZABB | HGQ | 3410121000 | PC |  | 1 | CNXIHE4 | [5 empty] | 1 | 0 | PC | 2014-07-22 | 0 | PC
VTS-AD-D4220-80A0 | JDZX15-20 22/v3 0.11/v3kV CL0.5M&1P/100V |  | 121EL-VT |  |  | B03 | COMM | CS03 | Z001 | V |  | F | RM | PD | ZABB | HGQ | 3410121000 | PC |  | 1 | CNXIHE4 | [5 empty] | 1 | 0 | PC | 2016-09-23 | 0 | PC
VTS-AD-D4220-80B0S | JDZX15-20R 22 kV/rt3: 110V/rt3 |  | 121EL-VT | 3GB |  | 12H | COMM | CS03 | Z001 | V |  | F | RM | PD | ZABB | HGQ | 3410121000 | PC |  | 1 | CNGELI3 | [5 empty] | 1 | 0 | PC | 2020-02-26 | 0 | PC
VTS-AD-D4220-80G0 | JDZX15-20 22/v3 0.11/v3kV,CL 0.5&1P/100V |  | 121EL-VT | 3GB |  | 12H | COMM | CS03 | Z001 | V |  | F | RM | PD | ZABB | HGQ | 3410121000 | PC |  | 1 | CNXIHE4 | [5 empty] | 1 | 0 | PC | 2013-10-18 | 0 | PC
VTS-AD-D4220-80G0S | JDZX15-20R 22/v3 .11/v3kV,CL 0.5&1P/100V |  | 121EL-VT | 3GB |  | 12H | COMM | CS03 | Z001 | V |  | F | RM | PD | ZABB | HGQ | 3410121000 | PC |  | 1 | CNXIHE4 | [5 empty] | 1 | 0 | PC | 2013-10-18 | 0 | PC
VTS-AD-D4220-80H0 | JDZX15-20 22/v3 0.11/v3 kV CL 0.5&1P/100 |  | 121EL-VT | 3GB |  | 12H | COMM | CS03 | Z001 | V |  | F | RM | PD | ZABB | HGQ | 3410121000 | PC |  | 1 | CNGELI3 | [5 empty] | 1 | 0 | PC | 2018-10-11 | 0 | PC
VTS-AD-D4220-L020 | JDZX15-20 22kV/rt3: 110V/rt3 CL0.5 / 10V |  | 121EL-VT | 3GB |  | 12H | COMM | CS03 | Z001 | V |  | F | RM | PD | ZABB | HGQ | 3410121000 | PC |  | 1 | CNXIHE4 | [5 empty] | 1 | 0 | PC | 2012-04-13 | 0 | PC
VTS-AD-D42204090S1 | JDZX15-20R 22kV/v3:110V/v3 |  | 121EL-VT | 3GB |  | 12H | COMM | CS03 | Z001 | V |  | F | RM | PD | ZABB | HGQ | 3410121000 | PC |  | 1 | CNXIHE4 | [5 empty] | 1 | 0 | PC | 2016-07-29 | 0 | PC
VTS-AD-D422040G0-1 | JDZX15-20 22/v3 .11/v3 kV CL 0.5&1P/50VA |  | 121EL-VT | 3GB |  | 12H | COMM | CS03 | Z001 | V |  | F | RM | PD | ZABB | HGQ | 3410121000 | PC |  | 1 | T_GUIHUA_YE | [5 empty] | 1 | 0 | PC | 2013-07-25 | 0 | PC
VTS-AD-D42208090-1 | JDZX15-20G 22/v3 0.11/v3kV 0.5/3P |  | 121EL-VT |  |  | 129 | COMM | CS03 | Z001 | V |  | F | RM | PD | ZABB | HGQ | 3410121000 | PC |  | 1 | CNGELI3 | [5 empty] | 1 | 0 | PC | 2020-03-26 | 0 | PC
VTS-AD-D4222-4421S | JDZX15-20R 22/v3¦0.11/v3¦0.11/3 kV |  | 121EL-VT | 3GB |  | 12H | COMM | CS03 | Z001 | V |  | F | RM | PD | ZABB | HGQ | 3410121000 | PC |  | 1 | CNHUCHE9 | [5 empty] | 1 | 0 | PC | 2012-12-26 | 0 | PC
VTS-AD-D4222-44HGS | JDZX13-20R2 22/v3 0.11/v3 0.11/3kV |  | 121EL-VT |  |  | B03 | COMM | CS03 | Z001 | V |  | F | RM | PD | ZABB | HGQ | 3410121000 | PC |  | 1 | CNXIHE4 | [5 empty] | 1 | 0 | PC | 2016-08-30 | 0 | PC
VTS-AD-D4222-44HHS | JDZX15-20R 22kV/rt3: 110V/rt3 : 110V/rt3 |  | 121EL-VT | 3GB |  | 12H | COMM | CS03 | Z001 | V |  | F | RM | PD | ZABB | HGQ | 3410121000 | PC |  | 1 | CNXIHE4 | [5 empty] | 1 | 0 | PC | 2016-01-29 | 0 | PC
VTS-AD-D4222-4I91 | JDZX15-20 22kV/rt3: 110V/rt3: 110V/3 |  | 121EL-VT | 3GB |  | 12H | COMM | CS03 | Z001 | V |  | F | RM | PD | ZABB | HGQ | 3410121000 | PC |  | 1 | CNXIHE4 | [5 empty] | 1 | 0 | PC | 2011-05-04 | 0 | PC
VTS-AD-D4223-118CS | JDZX15-20R 22/v3 ¦ 0.11/v3 ¦ 0.11/v3 kv |  | 121EL-VT | 3GB |  | 12H | COMM | CS03 | Z001 | V |  | F | RM | PD | ZABB | HGQ | 3410121000 | PC |  | 1 | CNXIHE4 | [5 empty] | 1 | 0 | PC | 2010-07-05 | 0 | PC
VTS-AD-D4223-422CS | JDZX15-20R 22/v3 ¦ 0.11/v3 ¦ 0.11/v3 kv |  | 121EL-VT | 3GB |  | 12H | COMM | CS03 | Z001 | V |  | F | RM | PD | ZABB | HGQ | 3410121000 | PC |  | 1 | CNXIHE4 | [5 empty] | 1 | 0 | PC | 2009-11-10 | 0 | PC
VTS-AD-D4224-111AS | JDZX15-20R 22000/v3 110/v3 110/v3V;15V/C |  | 121EL-VT | 3GB |  | 12H | COMM | CS03 | Z001 | V |  | F | RM | PD | ZABB | HGQ | 3410121000 | PC |  | 1 | CNXIHE4 | [5 empty] | 1 | 0 | PC | 2010-04-13 | 0 | PC
VTS-AD-D4224-229F | JDZX15-20R 22/v3 .11/v3 .11/v3 kV W.TUBE |  | 121EL-VT | 3GB |  | 12H | COMM | CS03 | Z001 | V |  | F | RM | PD | ZABB | HGQ | 3410121000 | PC |  | 1 | CNXIHE4 | [5 empty] | 1 | 0 | PC | 2013-10-18 | 0 | PC
VTS-AD-D4224-339FS | JDZX15-20R 22/v3 0.11/v3 0.11/v3kV |  | 121EL-VT | 3GD |  | 12H | COMM | CS03 | Z001 | V |  | F | RM | PD | ZABB | HGQ | 3410121000 | PC |  | 1 | CNJISU10 | [5 empty] | 1 | 0 | PC | 2021-10-09 | 0 | PC
VTS-AD-D4224-4423S | JDZX15-20R 22/v3 0.11/v3 0.11/v3kV |  | 121EL-VT | 3GB |  | 12H | COMM | CS03 | Z001 | V |  | F | RM | PD | ZABB | HGQ | 3410121000 | PC |  | 1 | CNXIHE4 | [5 empty] | 1 | 0 | PC | 2014-03-21 | 0 | PC
VTS-AD-D4224-448BS | JDZX15-20R 22kV/v3:110V/v3:110V/v3 |  | 121EL-VT | 3GB |  | 12H | COMM | CS03 | Z001 | V |  | F | RM | PD | ZABB | HGQ | 3410121000 | PC |  | 1 | CNXIHE4 | [5 empty] | 1 | 0 | PC | 2016-07-29 | 0 | PC
VTS-AD-D4224-449F | JDZX15-20R 22/v3 .11/v3 .11/v3 kV W.TUBE |  | 121EL-VT |  |  | B03 | COMM | CS03 | Z001 | V |  | F | RM | PD | ZABB | HGQ | 3410121000 | PC |  | 1 | CNXIHE4 | [5 empty] | 1 | 0 | PC | 2013-10-18 | 0 | PC
VTS-AD-D4224-44HG | JDZX15-20R 22/v3 .11/v3 .11/v3 kV W.TUBE |  | 121EL-VT |  |  | B03 | COMM | CS03 | Z001 | V |  | F | RM | PD | ZABB | HGQ | 3410121000 | PC |  | 1 | T_GUIHUA_YE | [5 empty] | 1 | 0 | PC | 2013-10-14 | 0 | PC
VTS-AD-D4224-44HGS | JDZX13-20R2 22/v3 0.11/v3 0.11/v3kV |  | 121EL-VT | 3GB |  | 12H | COMM | CS03 | Z001 | V |  | F | RM | PD | ZABB | HGQ | 3410121000 | PC |  | 1 | CNXIHE4 | [5 empty] | 1 | 0 | PC | 2016-09-06 | 0 | PC
VTS-AD-D4224-HH22S | JDZX15-20R 22 kV/rt3: 110V/rt3 : 110V/rt |  | 121EL-VT | 3GB |  | 12H | COMM | CS03 | Z001 | V |  | F | RM | PD | ZABB | HGQ | 3410121000 | PC |  | 1 | CNXIHE4 | [5 empty] | 1 | 0 | PC | 2012-12-03 | 0 | PC
VTS-AD-D4224-HH3CS | JDZX15-20R 22000/v3 110/v3 110/v3V;25VA/ |  | 121EL-VT | 3GB |  | 12H | COMM | CS03 | Z001 | V |  | F | RM | PD | ZABB | HGQ | 3410121000 | PC |  | 1 | CNXIHE4 | [5 empty] | 1 | 0 | PC | 2010-04-13 | 0 | PC
VTS-AD-D422444HGS1 | JDZX15-20R 22/v3 0.11/v3 0.11/v3 kV |  | 121EL-VT | 3GB |  | 12H | COMM | CS03 | Z001 | V |  | F | RM | PD | ZABB | HGQ | 3410121000 | PC |  | 1 | CNXIHE4 | [5 empty] | 1 | 0 | PC | 2017-05-24 | 0 | PC
VTS-AD-D422444HGS2 | JDZX13-20R2 22/v3 0.11/v3 0.11/v3kV |  | 121EL-VT | 3GB |  | 12H | COMM | CS03 | Z001 | V |  | F | RM | PD | ZABB | HGQ | 3410121000 | PC |  | 1 | CNXIHE4 | [5 empty] | 1 | 0 | PC | 2017-07-18 | 0 | PC
VTS-AD-D4320-40I0S | JDZXR-10C 13.2kV/v3:0.11kV/v3 |  | 121EL-VT | 3GB |  | 12H | COMM | CS03 | Z001 | V |  | F | RM | PD | ZABB | HGQ | 3410121000 | PC |  | 1 | CNXIHE4 | [5 empty] | 1 | 0 | PC | 2013-12-02 | 0 | PC
VTS-AD-D4420-4030S | JDZXR-10C 13.8kV/rt3:110V/rt3;CL 1.0 / |  | 121EL-VT | 3GB |  | 12H | COMM | CS03 | Z001 | V |  | F | RM | PD | ZABB | HGQ | 3410121000 | PC |  | 1 | CNXIHE4 | [5 empty] | 1 | 0 | PC | 2011-02-25 | 0 | PC
VTS-AD-D4420-4060S | JDZX15-20 22/v3 0.11/v3 kV CL0.5M/50VA |  | 121EL-VT | 3GB |  | 12H | COMM | CS03 | Z001 | V |  | F | RM | PD | ZABB | HGQ | 3410121000 | PC |  | 1 | T_GUIHUA_YE | [5 empty] | 1 | 0 | PC | 2015-06-19 | 0 | PC
VTS-AD-D4420-8030S | JDZXR-10C 13.8kV/rt3 110V/rt3 1.0/100VA |  | 121EL-VT | 3GB |  | 12H | COMM | CS03 | Z001 | V |  | F | RM | PD | ZABB | HGQ | 3410121000 | PC |  | 1 | CNXIHE4 | [5 empty] | 1 | 0 | PC | 2011-03-30 | 0 | PC
VTS-AD-D4424-HH2BS | JDZX17-15R 13.8/v3¦.11/v3¦.11/v3KV 0.5/0 |  | 121EL | 3GB |  | 12H | COMM | CS03 | Z001 | V |  | F | RM | PD | ZABB | HGQ | 3410121000 | PC |  | 1 | CNXIHE4 | [5 empty] | 1 | 0 | PC | 2008-10-15 | 0 | PC
VTS-AD-D4520-4020S | JDZXR-6C 6.9/v3¦.11/v3kV 0.5&3P/50VA |  | 121EL-VT | 3GB |  | 12H | COMM | CS03 | Z001 | V |  | F | RM | PD | ZABB | HGQ | 3410121000 | PC |  | 1 | CNXIHE4 | [5 empty] | 1 | 0 | PC | 2009-01-22 | 0 | PC
VTS-AD-D4620-2020 | JDZX11-35W 30kV/rt3: 110V/rt3,CL0.5 / 30 |  | 121EL-VT | 3GB |  | 12H | COMM | CS03 | Z001 | V |  | F | RM | PD | ZABB | HGQ | 3410121000 | PC |  | 1 | CNXIHE4 | [5 empty] | 1 | 0 | PC | 2013-04-12 | 0 | PC
VTS-AD-D4620-2020S | JDZX11-35R 30kV/rt3: 110V/rt3,CL0.5 / 30 |  | 121EL-VT | 3GB |  | 12H | COMM | CS03 | Z001 | V |  | F | RM | PD | ZABB | HGQ | 3410121000 | PC |  | 1 | CNXIHE4 | [5 empty] | 1 | 0 | PC | 2013-06-05 | 0 | PC
VTS-AD-D4620-4020 | JDZX11-35W 30kV/rt3: 110V/rt3,CL0.5 / 50 |  | 121EL-VT | 3GB |  | 12H | COMM | CS03 | Z001 | V |  | F | RM | PD | ZABB | HGQ | 3410121000 | PC |  | 1 | CNXIHE4 | [5 empty] | 1 | 0 | PC | 2013-04-12 | 0 | PC
VTS-AD-D4620-4020S | JDZX11-35R 30kV/rt3: 110V/rt3,CL0.5 / 50 |  | 121EL-VT | 3GB |  | 12H | COMM | CS03 | Z001 | V |  | F | RM | PD | ZABB | HGQ | 3410121000 | PC |  | 1 | CNXIHE4 | [5 empty] | 1 | 0 | PC | 2013-06-05 | 0 | PC
VTS-AD-D4620-4030S | JDZX17-10R 11.5/v3¦0.11/v3KV CL1.0&3P/50 |  | 121EL-VT | 3GB |  | 12H | COMM | CS03 | Z001 | V |  | F | RM | PD | ZABB | HGQ | 3410121000 | PC |  | 1 | CNXIHE4 | [5 empty] | 1 | 0 | PC | 2009-02-26 | 0 | PC
VTS-AD-D4820-40B0S | JDZXR-10C 11.5/rt3: 0.11/rt3 kV;CL 1.0 & |  | 121EL-VT | 3GB |  | 12H | COMM | CS03 | Z001 | V |  | F | RM | PD | ZABB | HGQ | 3410121000 | PC |  | 1 | CNXIHE4 | [5 empty] | 1 | 0 | PC | 2010-05-25 | 0 | PC
VTS-AD-D4820-H090S | JDZXR-10C 11.5 kV/rt3 : 110 V/rt3 W.TUBE |  | 121EL-VT |  |  | B03 | COMM | CS03 | Z001 | V |  | F | RM | PD | ZABB | HGQ | 3410121000 | PC |  | 1 | T_GUIHUA_YE | [5 empty] | 1 | 0 | PC | 2012-03-02 | 0 | PC
VTS-AD-D5320-H090S | JDZX17-10R 11.5 kV/rt3 : 110 V/rt3 |  | 121EL-VT | 3GB |  | 12H | COMM | CS03 | Z001 | V |  | F | RM | PD | ZABB | HGQ | 3410121000 | PC |  | 1 | CNXIHE4 | [5 empty] | 1 | 0 | PC | 2012-03-05 | 0 | PC
VTS-AD-D5322-4423S | JDZX17-10R 11.5/√3/0.11/√3/0.11/3kV |  | 121EL-VT |  |  | 129 | COMM | CS03 | Z001 | V |  | F | RM | PD | ZABB | HGQ | 3410121000 | PC |  | 1 | CNJOCHE21 | [5 empty] | 1 | 0 | PC | 2020-09-29 | 0 | PC
VTS-AD-D7020-8030S | JDZXR-6C 6.6/v3 0.11/v3kV |  | 121EL-VT | 3GB |  | 12H | COMM | CS03 | Z001 | V |  | F | RM | PD | ZABB | HGQ | 3410121000 | PC |  | 1 | CNJOCHE21 | [5 empty] | 1 | 0 | PC | 2021-03-03 | 0 | PC
VTS-AD-G0410-8030S | JDZXR22-3C1 3.3/v3 0.11/v3 kV CL 1.0/100 |  | 121EL-VT |  |  | B03 | COMM | CS03 | Z001 | V |  | F | RM | PD | ZABB | HGQ | 3410121000 | PC |  | 1 | CNXIHE4 | [5 empty] | 1 | 0 | PC | 2016-11-09 | 0 | PC
VTS-AD-G0410-D040S | JDZXR22-3C1 3.3/v3 0.11/v3 kV |  | 121EL-VT | 3GB |  | B12 | COMM | CS03 | Z001 | V |  | F | RM | PD | ZABB | HGQ | 3410121000 | PC |  | 1 | CNXIHE4 | [5 empty] | 1 | 0 | PC | 2016-11-09 | 0 | PC
VTS-AD-G0420-4020S | JDZXR22-3C1 3.3/v3 0.11/v3 kV CL 0.5/50V |  | 121EL-VT | 3GB |  | B12 | COMM | CS03 | Z001 | V |  | F | RM | PD | ZABB | HGQ | 3410121000 | PC |  | 1 | CNXIHE4 | [5 empty] | 1 | 0 | PC | 2017-01-25 | 0 | PC
VTS-AD-G0420-4030S | JDZXR22-3C1 3.3/v3 0.11/v3 kV CL 1.0/50V |  | 121EL-VT | 3GB |  | B12 | COMM | CS03 | Z001 | V |  | F | RM | PD | ZABB | HGQ | 3410121000 | PC |  | 1 | CNXIHE4 | [5 empty] | 1 | 0 | PC | 2015-08-17 | 0 | PC
VTS-AD-G0420-4050S | JDZXR22-3C1 3.3/v3 0.11/v3 kV |  | 121EL-VT | 3GB |  | B12 | COMM | CS03 | Z001 | V |  | F | RM | PD | ZABB | HGQ | 3410121000 | PC |  | 1 | CNXIHE4 | [5 empty] | 1 | 0 | PC | 2016-07-15 | 0 | PC
VTS-AD-G0420-4080S | JDZXR22-3C1 3.3/v3 0.11/v3kV |  | 121EL-VT |  |  | B03 | COMM | CS03 | Z001 | V |  | F | RM | PD | ZABB | HGQ | 3410121000 | PC |  | 1 | CNXIHE4 | [5 empty] | 1 | 0 | PC | 2017-12-04 | 0 | PC
VTS-AD-G0420-6020S | JDZXR22-3C1 3.3/v3 0.11/v3 kV CL 0.5/75V |  | 121EL-VT | 3GB |  | B12 | COMM | CS03 | Z001 | V |  | F | RM | PD | ZABB | HGQ | 3410121000 | PC |  | 1 | CNXIHE4 | [5 empty] | 1 | 0 | PC | 2017-01-25 | 0 | PC
VTS-AD-G0420-8020S | JDZXR22-3C1 3.3 kV/rt3 : 110 V/rt3 |  | 121EL-VT |  |  | B03 | COMM | CS03 | Z001 | V |  | F | RM | PD | ZABB | HGQ | 3410121000 | PC |  | 1 | CNXIHE4 | [5 empty] | 1 | 0 | PC | 2017-02-16 | 0 | PC
VTS-AD-G0420-8030S | JDZXR22-3C1 3.3 kV/rt3 : 110 V/rt3 |  | 121EL-VT | 3GB |  | B12 | COMM | CS03 | Z001 | V |  | F | RM | PD | ZABB | HGQ | 3410121000 | PC |  | 1 | CNXIHE4 | [5 empty] | 1 | 0 | PC | 2017-02-16 | 0 | PC
VTS-AD-G0420-9040S | JDZXR22-3C1 3.3/v3 0.11/v3 kV |  | 121EL-VT | 3GB |  | 12H | COMM | CS03 | Z001 | V |  | F | RM | PD | ZABB | HGQ | 3410121000 | PC |  | 1 | CNXIHE4 | [5 empty] | 1 | 0 | PC | 2017-03-14 | 0 | PC
VTS-AD-G04204030S1 | JDZXR22-3C1 3.3 kV/rt3 : 110 V/rt3 |  | 121EL-VT | 3GB |  | B12 | COMM | CS03 | Z001 | V |  | F | RM | PD | ZABB | HGQ | 3410121000 | PC |  | 1 | CNXIHE4 | [5 empty] | 1 | 0 | PC | 2016-03-22 | 0 | PC
VTS-AD-G04204080S1 | JDZXR22-6C1 3.3/v3 0.11/v3kV |  | 121EL-VT | 3GB |  | 12H | COMM | CS03 | Z001 | V |  | F | RM | PD | ZABB | HGQ | 3410121000 | PC |  | 1 | CNXIHE4 | [5 empty] | 1 | 0 | PC | 2017-12-08 | 0 | PC
VTS-AD-G0720-4020S | JDZXR22-6C1 6.6KV/root3; 110V/root3 |  | 121EL-VT | 3GB |  | B12 | COMM | CS03 | Z001 | V |  | F | RM | PD | ZABB | HGQ | 3410121000 | PC |  | 1 | CNXIHE4 | [5 empty] | 1 | 0 | PC | 2016-06-14 | 0 | PC
VTS-AD-G0720-4030 | JDZX22-6C1 6.6/V3/0.11/V3 kV,1.0/50VA |  | 121EL-VT | 3GB |  | B12 | COMM | CS03 | Z001 | V |  | F | RM | PD | ZABB | HGQ | 3410121000 | PC |  | 1 | CNDUYAN | [5 empty] | 1 | 0 | PC | 2018-06-08 | 0 | PC
VTS-AD-G0720-4090S | JDZXR22-10C1 6.6/v3 0.11/v3 50VA/CL0.5＆3 |  | 121EL-VT |  |  | B03 | COMM | CS03 | Z001 | V |  | F | RM | PD | ZABB | HGQ | 3410121000 | PC |  | 1 | CNXIHE4 | [5 empty] | 1 | 0 | PC | 2016-03-30 | 0 | PC
VTS-AD-G0720-8020S | JDZXR22-6C1 6.6/√3/0.11/√3kV |  | 121EL-VT | 3GB |  | 12H | COMM | CS03 | Z001 | V |  | F | RM | PD | ZABB | HGQ | 3410121000 | PC |  | 1 | CNJOCHE21 | [5 empty] | 1 | 0 | PC | 2021-03-23 | 0 | PC
VTS-AD-G0720-8030 | JDZX22-10C1 6.6/√3¦0.11/√3kV |  | 121EL-VT |  |  | B03 | COMM | CS03 | Z001 | V |  | F | RM | PD | ZABB | HGQ | 3410121000 | PC |  | 1 | CNXIHE4 | [5 empty] | 1 | 0 | PC | 2017-12-19 | 0 | PC
VTS-AD-G0720-8030S | JDZXR22-6C1 6.6kV/v3 110V/v3,100VA/CL1.0 |  | 121EL-VT | 3GB |  | 12H | COMM | CS03 | Z001 | V |  | F | RM | PD | ZABB | HGQ | 3410121000 | PC |  | 1 | CNDUYAN | [5 empty] | 1 | 0 | PC | 2018-05-09 | 0 | PC
VTS-AD-G0720-90B0S | JDZXR22-6C1 6.6kV/v3 110V/v3 120VA/CL1.0 |  | 121EL-VT | 3GB |  | B12 | COMM | CS03 | Z001 | V |  | F | RM | PD | ZABB | HGQ | 3410121000 | PC |  | 1 | CNXIHE4 | [5 empty] | 1 | 0 | PC | 2016-05-15 | 0 | PC
VTS-AD-G0720-D020S | JDZXR26-20 6.6 kV/rt3 : 110 V/rt3 |  | 121EL-VT | 3GB |  | 12H | COMM | CS03 | Z001 | V |  | F | RM | PD | ZABB | HGQ | 3410121000 | PC |  | 1 | CNJOCHE21 | [5 empty] | 1 | 0 | PC | 2020-10-29 | 0 | PC
VTS-AD-G0720-H010S | JDZXR23-10 6.6/v3kV 0.11/v3kV 25VA 0.2 |  | 121EL-VT | 3GB |  | 12H | COMM | CS03 | Z001 | V |  | F | RM | PD | ZABB | HGQ | 3410121000 | PC |  | 1 | CNDUYAN | [5 empty] | 1 | 0 | PC | 2020-11-13 | 0 | PC
VTS-AD-G0724-4423S | JDZXR22-6C1 6.6/√3/0.11/√3/0.11/√3kV |  | 121EL-VT | 3GB |  | 12H | COMM | CS03 | Z001 | V |  | F | RM | PD | ZABB | HGQ | 3410121000 | PC |  | 1 | CNJOCHE21 | [5 empty] | 1 | 0 | PC | 2021-03-23 | 0 | PC
VTS-AD-G1011-L411S | JDZXR22-10C1 10/sqrt3 kV,0.1/sqrt3kV,0.1 |  | 121EL-VT | 3GB |  | B12 | COMM | CS03 | Z001 | V |  | F | RM | PD | ZABB | HGQ | 3410121000 | PC |  | 1 | CNDUYAN | [5 empty] | 1 | 0 | PC | 2018-04-08 | 0 | PC
VTS-AD-G1013-L411S | JDZXR22-10C1 10/sqrt3 kV,0.1/sqrt3kV,0.1 |  | 121EL-VT |  |  | B03 | COMM | CS03 | Z001 | V |  | F | RM | PD | ZABB | HGQ | 3410121000 | PC |  | 1 | CNDUYAN | [5 empty] | 1 | 0 | PC | 2018-04-03 | 0 | PC
VTS-AD-G1020-8020S | JDZXR22-10C1 10kV/v3 110V/v3 CL0.5/100VA |  | 121EL-VT | 3GB |  | 12H | COMM | CS03 | Z001 | V |  | F | RM | PD | ZABB | HGQ | 3410121000 | PC |  | 1 | CNGELI3 | [5 empty] | 1 | 0 | PC | 2018-10-24 | 0 | PC
VTS-AD-G10208020S1 | JDZXR22-10C1 10kV/v3 110V/v3 CL0.5/100VA |  | 121EL-VT | 3GB |  | 12H | COMM | CS03 | Z001 | V |  | F | RM | PD | ZABB | HGQ | 3410121000 | PC |  | 1 | CNGELI3 | [5 empty] | 1 | 0 | PC | 2018-10-24 | 0 | PC
VTS-AD-G1024-L411S | JDZXR22-10C1 10/sqrt3 kV,0.11/sqrt3kV |  | 121EL-VT |  |  | B03 | COMM | CS03 | Z001 | V |  | F | RM | PD | ZABB | HGQ | 3410121000 | PC |  | 1 | CNDUYAN | [5 empty] | 1 | 0 | PC | 2018-04-02 | 0 | PC
VTS-AD-G1110-4010S | JDZXR26-20 11/v3 0.11/v3 KV 50VA/CL0.2 |  | 121EL-VT | 3GB |  | 12H | COMM | CS03 | Z001 | V |  | F | RM | PD | ZABB | HGQ | 3410121000 | PC |  | 1 | CNXIHE4 | [5 empty] | 1 | 0 | PC | 2017-04-24 | 0 | PC
VTS-AD-G112-69 | JDZX22-10C1 11/√3; 0.11/√3kV |  | 121EL-VT | 3GB |  | 12H | COMM | CS03 | Z001 | V |  | F | RM | PD | ZABB | HGQ | 3410121000 | PC |  | 1 | CNJOCHE21 | [5 empty] | 1 | 0 | PC | 2020-12-02 | 0 | PC
VTS-AD-G1120-2020 | JDZX22-10C1 11/√3/0.11/√3kV 0.5 30VA |  | 121EL-VT | 3GB |  | 12H | COMM | CS03 | Z001 | V |  | F | RM | PD | ZABB | HGQ | 3410121000 | PC |  | 1 | CNGELI3 | [5 empty] | 1 | 0 | PC | 2020-02-27 | 0 | PC
VTS-AD-G1120-2020S | JDZXR22-10C1 11/√3/0.11/√3kV 0.5 30VA |  | 121EL-VT | 3GB |  | 12H | COMM | CS03 | Z001 | V |  | F | RM | PD | ZABB | HGQ | 3410121000 | PC |  | 1 | CNGELI3 | [5 empty] | 1 | 0 | PC | 2020-02-27 | 0 | PC
VTS-AD-G1120-4010S | JDZX25-20 11/v3 0.11/v3 KV 50VA/CL0.2 |  | 121EL-VT |  |  | B03 | COMM | CS03 | Z001 | V |  | F | RM | PD | ZABB | HGQ | 3410121000 | PC |  | 1 | CNXIHE4 | [5 empty] | 1 | 0 | PC | 2017-03-13 | 0 | PC
VTS-AD-G1120-4020S | JDZXR22-10C1 11kV/v3 110V/v3 CL0.5/50VA |  | 121EL-VT | 3GB |  | B12 | COMM | CS03 | Z001 | V |  | F | RM | PD | ZABB | HGQ | 3410121000 | PC |  | 1 | CNXIHE4 | [5 empty] | 1 | 0 | PC | 2016-04-07 | 0 | PC
VTS-AD-G1120-4030S | JDZXR22-10C1 11kV/v3 110V/v3 |  | 121EL-VT | 3GB |  | B12 | COMM | CS03 | Z001 | V |  | F | RM | PD | ZABB | HGQ | 3410121000 | PC |  | 1 | CNXIHE4 | [5 empty] | 1 | 0 | PC | 2017-09-12 | 0 | PC
VTS-AD-G1120-4090 | JDZX22-10C1 11kV/v3 110V/v3 CL0.5（3P）, |  | 121EL-VT | 3GB |  | B12 | COMM | CS03 | Z001 | V |  | F | RM | PD | ZABB | HGQ | 3410121000 | PC |  | 1 | CNXIHE4 | [5 empty] | 1 | 0 | PC | 2017-12-27 | 0 | PC
VTS-AD-G1120-4090S | JDZXR22-10C1 11kV/rt3: 110V/rt3 CL.0.5/3 |  | 121EL-VT | 3GB |  | B12 | COMM | CS03 | Z001 | V |  | F | RM | PD | ZABB | HGQ | 3410121000 | PC |  | 1 | CNXIHE4 | [5 empty] | 1 | 0 | PC | 2015-12-28 | 0 | PC
VTS-AD-G1120-40H0S | JDZXR23-10 11kV/v3 110V/v3 50VA/CL0.5＆1P |  | 121EL-VT | 3GB |  | B12 | COMM | CS03 | Z001 | V |  | F | RM | PD | ZABB | HGQ | 3410121000 | PC |  | 1 | CNDUYAN | [5 empty] | 1 | 0 | PC | 2018-08-15 | 0 | PC
VTS-AD-G1120-5020 | JDZXR22-10C1 11/v3 0.11/v3kV 60VA/CL0.5 |  | 121EL-VT | 3GB |  | 12H | COMM | CS03 | Z001 | V |  | F | RM | PD | ZABB | HGQ | 3410121000 | PC |  | 1 | CNJOCHE21 | [5 empty] | 1 | 0 | PC | 2020-10-23 | 0 | PC
VTS-AD-G1120-8020S | JDZXR22-10C1 11kV/v3 110V/v3,CL0.5/100VA |  | 121EL-VT | 3GB |  | 12H | COMM | CS03 | Z001 | V |  | F | RM | PD | ZABB | HGQ | 3410121000 | PC |  | 1 | CNDUYAN | [5 empty] | 1 | 0 | PC | 2018-03-19 | 0 | PC
VTS-AD-G1120-8030S | JDZXR22-10C1 11kV/root 3 : 110V/root 3 |  | 121EL-VT | 3GB |  | 12H | COMM | CS03 | Z001 | V |  | F | RM | PD | ZABB | HGQ | 3410121000 | PC |  | 1 | CNXIHE4 | [5 empty] | 1 | 0 | PC | 2017-02-21 | 0 | PC
VTS-AD-G1120-8080S | JDZXR22-10C1 11/v3 0.11/v3kV |  | 121EL-VT | 3GB |  | B12 | COMM | CS03 | Z001 | V |  | F | RM | PD | ZABB | HGQ | 3410121000 | PC |  | 1 | CNSHZHA9 | [5 empty] | 1 | 0 | PC | 2018-08-06 | 0 | PC
VTS-AD-G1120-80A0 | JDZX23-10 11/v3 0.11/v3 kV CL 0.5M＆1P/10 |  | 121EL-VT | 3GB |  | B12 | COMM | CS03 | Z001 | V |  | F | RM | PD | ZABB | HGQ | 3410121000 | PC |  | 1 | CNXIHE4 | [5 empty] | 1 | 0 | PC | 2016-10-08 | 0 | PC
VTS-AD-G1120-80H0 | JDZX23-10 11/v3 0.11/v3 kV CL 0.5＆1P/10 |  | 121EL-VT | 3GB |  | B12 | COMM | CS03 | Z001 | V |  | F | RM | PD | ZABB | HGQ | 3410121000 | PC |  | 1 | T_GUIHUA_YE | [5 empty] | 1 | 0 | PC | 2015-06-09 | 0 | PC
VTS-AD-G1120-G020 | JDZX22-10C1 11/v3 0.11/v3kV CL0.5/40VA |  | 121EL-VT | 3GB |  | 129 | COMM | CS03 | Z001 | V |  | F | RM | PD | ZABB | HGQ | 3410121000 | PC |  | 1 | CNSHYE6 | [5 empty] | 1 | 0 | PC | 2018-09-07 | 0 | PC
VTS-AD-G1120-H010S | JDZXR22-10C1 11kV/v3: 0.11kV/v3 |  | 121EL-VT | 3GB |  | 12H | COMM | CS03 | Z001 | V |  | F | RM | PD | ZABB | HGQ | 3410121000 | PC |  | 1 | CNDUYAN | [5 empty] | 1 | 0 | PC | 2020-07-20 | 0 | PC
VTS-AD-G1120-H090S | JDZXR22-10C1 11000/√3V 110/√3V,CL0.5(3P |  | 121EL-VT | 3GB |  | 12H | COMM | CS03 | Z001 | V |  | F | RM | PD | ZABB | HGQ | 3410121000 | PC |  | 1 | CNGELI3 | [5 empty] | 1 | 0 | PC | 2018-11-02 | 0 | PC
VTS-AD-G1120-H0B0S | JDZXR22-10C1 11/√3/0.11/√3kV 1＆3P 25VA |  | 121EL-VT | 3GB |  | 12H | COMM | CS03 | Z001 | V |  | F | RM | PD | ZABB | HGQ | 3410121000 | PC |  | 1 | CNJOCHE21 | [5 empty] | 1 | 0 | PC | 2021-06-11 | 0 | PC
VTS-AD-G1120-I0C0S | JDZXR22-10C1 11/V3Kv;0.11/V3 kV; 20 VA; |  | 121EL-VT | 3GB |  | 12H | COMM | CS03 | Z001 | V |  | F | RM | PD | ZABB | HGQ | 3410121000 | PC |  | 1 | CNJOCHE21 | [5 empty] | 1 | 0 | PC | 2021-04-22 | 0 | PC
VTS-AD-G1120-J020 | JDZXR22-10C1 11/v3 0.11/v3kV 80VA/CL0.5M |  | 121EL-VT | 3GB |  | 12H | COMM | CS03 | Z001 | V |  | F | RM | PD | ZABB | HGQ | 3410121000 | PC |  | 1 | CNJOCHE21 | [5 empty] | 1 | 0 | PC | 2020-10-23 | 0 | PC
VTS-AD-G1120-L010 | JDZX22-10C1 11000/√3V 110/√3V |  | 121EL-VT | 3GB |  | 12H | COMM | CS03 | Z001 | V |  | F | RM | PD | ZABB | HGQ | 3410121000 | PC |  | 1 | CNDUYAN | [5 empty] | 1 | 0 | PC | 2020-08-18 | 0 | PC
VTS-AD-G1120-L0B0S | JDZXR23-10 11kV/rt3: 110V/rt3 CL.1/3P |  | 121EL-VT | 3GB |  | 12H | COMM | CS03 | Z001 | V |  | F | RM | PD | ZABB | HGQ | 3410121000 | PC |  | 1 | CNXIHE4 | [5 empty] | 1 | 0 | PC | 2016-11-22 | 0 | PC
VTS-AD-G1120-L0C0S | JDZXR23-10 11kV/rt3: 110V/rt3 CL.0.2/3 |  | 121EL-VT | 3GB |  | 12H | COMM | CS03 | Z001 | V |  | F | RM | PD | ZABB | HGQ | 3410121000 | PC |  | 1 | CNXIHE4 | [5 empty] | 1 | 0 | PC | 2016-11-22 | 0 | PC
VTS-AD-G11204020S1 | JDZXR22-10C1 11kV/v3 110V/v3 CL0.5/50VA |  | 121EL-VT | 3GB |  | B12 | COMM | CS03 | Z001 | V |  | F | RM | PD | ZABB | HGQ | 3410121000 | PC |  | 1 | CNXIHE4 | [5 empty] | 1 | 0 | PC | 2016-07-18 | 0 | PC
VTS-AD-G11204020S2 | JDZXR22-10C1 11/√3 kV,0.11/√3kV |  | 121EL-VT | 3GB |  | 12H | COMM | CS03 | Z001 | V |  | F | RM | PD | ZABB | HGQ | 3410121000 | PC |  | 1 | CNSHZHA9 | [5 empty] | 1 | 0 | PC | 2018-02-07 | 0 | PC
VTS-AD-G11204020S3 | JDZXR22-10C1 11kV/v3 110V/v3,CL0.5/50VA |  | 121EL-VT | 3GB |  | B12 | COMM | CS03 | Z001 | V |  | F | RM | PD | ZABB | HGQ | 3410121000 | PC |  | 1 | CNDUYAN | [5 empty] | 1 | 0 | PC | 2018-03-05 | 0 | PC
VTS-AD-G11204020S4 | JDZXR23-10 11kV/v3 110V/v3 |  | 121EL-VT | 3GB |  | 12H | COMM | CS03 | Z001 | V |  | F | RM | PD | ZABB | HGQ | 3410121000 | PC |  | 1 | CNGELI3 | [5 empty] | 1 | 0 | PC | 2019-11-06 | 0 | PC
VTS-AD-G11204020S5 | JDZXR22-10C1 11kV/v3 110V/v3 |  | 121EL-VT | 3GB |  | 12H | COMM | CS03 | Z001 | V |  | F | RM | PD | ZABB | HGQ | 3410121000 | PC |  | 1 | CNGELI3 | [5 empty] | 1 | 0 | PC | 2019-11-21 | 0 | PC
VTS-AD-G11204030S1 | JDZXR22-10C1 11kV/v3 110V/v3,CL1/50VA |  | 121EL-VT | 3GB |  | B12 | COMM | CS03 | Z001 | V |  | F | RM | PD | ZABB | HGQ | 3410121000 | PC |  | 1 | CNDUYAN | [5 empty] | 1 | 0 | PC | 2018-06-11 | 0 | PC
VTS-AD-G11204090-1 | JDZX22-10C1 11kV/v3 110V/v3, CL0.5（3P）, |  | 121EL-VT | 3GB |  | B12 | COMM | CS03 | Z001 | V |  | F | RM | PD | ZABB | HGQ | 3410121000 | PC |  | 1 | CNDUYAN | [5 empty] | 1 | 0 | PC | 2018-03-29 | 0 | PC
VTS-AD-G11204090S1 | JDZXR22-10C1 11/rt3: 0.11/rt3 CL0.5/3P, |  | 121EL-VT | 3GB |  | B12 | COMM | CS03 | Z001 | V |  | F | RM | PD | ZABB | HGQ | 3410121000 | PC |  | 1 | CNXIHE4 | [5 empty] | 1 | 0 | PC | 2016-06-24 | 0 | PC
VTS-AD-G11204090S2 | JDZXR22-10C1 11kV/v3 110V/v3;50VA/CL0.5＆ |  | 121EL-VT | 3GB |  | B12 | COMM | CS03 | Z001 | V |  | F | RM | PD | ZABB | HGQ | 3410121000 | PC |  | 1 | CNXIHE4 | [5 empty] | 1 | 0 | PC | 2016-08-30 | 0 | PC
VTS-AD-G11204090S3 | JDZXR23-10 11kV/v3 110V/v3; |  | 121EL-VT | 3GB |  | B12 | COMM | CS03 | Z001 | V |  | F | RM | PD | ZABB | HGQ | 3410121000 | PC |  | 1 | CNXIHE4 | [5 empty] | 1 | 0 | PC | 2016-09-09 | 0 | PC
VTS-AD-G11204090S4 | JDZXR22-10C1 11/v3 0.11/v3 kV |  | 121EL-VT | 3GB |  | B12 | COMM | CS03 | Z001 | V |  | F | RM | PD | ZABB | HGQ | 3410121000 | PC |  | 1 | CNXIHE4 | [5 empty] | 1 | 0 | PC | 2017-05-22 | 0 | PC
VTS-AD-G11208020S1 | JDZXR22-10C1 11kV/v3 110V/v3 CL0.5/100V |  | 121EL-VT | 3GB |  | 12H | COMM | CS03 | Z001 | V |  | F | RM | PD | ZABB | HGQ | 3410121000 | PC |  | 1 | CNGELI3 | [5 empty] | 1 | 0 | PC | 2019-04-16 | 0 | PC
VTS-AD-G1122-4423 | JDZX22-10C1 11/√3 0.11/√3 0.11/3kV |  | 121EL-VT | 3GB |  | 12H | COMM | CS03 | Z001 | V |  | F | RM | PD | ZABB | HGQ | 3410121000 | PC |  | 1 | CNGELI3 | [5 empty] | 1 | 0 | PC | 2019-09-23 | 0 | PC
VTS-AD-G1122-4423S | JDZXR23-10 11/√3/0.11/√3/0.11/3kV |  | 121EL-VT |  |  | 129 | COMM | CS03 | Z001 | V |  | F | RM | PD | ZABB | HGQ | 3410121000 | PC |  | 1 | CNJOCHE21 | [5 empty] | 1 | 0 | PC | 2020-10-29 | 0 | PC
VTS-AD-G1122-442BS | JDZXR22-10C1 11kV/v3 : 0.11kV/v3 : 0.11k |  | 121EL-VT |  |  | 129 | COMM | CS03 | Z001 | V |  | F | RM | PD | ZABB | HGQ | 3410121000 | PC |  | 1 | CNJOCHE21 | [5 empty] | 1 | 0 | PC | 2020-12-03 | 0 | PC
VTS-AD-G1122-4493S | JDZXR22-10C1 11/√3 kV 0.11/√3 kV 0.11/3k |  | 121EL-VT | 3GB |  | B12 | COMM | CS03 | Z001 | V |  | F | RM | PD | ZABB | HGQ | 3410121000 | PC |  | 1 | CNDUYAN | [5 empty] | 1 | 0 | PC | 2018-06-08 | 0 | PC
VTS-AD-G1122-4I93S | JDZXR23-10 11/√3 kV ¦ 0.11/√3 kV ¦ 0.11/ |  | 121EL-VT |  |  | 129 | COMM | CS03 | Z001 | V |  | F | RM | PD | ZABB | HGQ | 3410121000 | PC |  | 1 | CNGELI3 | [5 empty] | 1 | 0 | PC | 2018-11-07 | 0 | PC
VTS-AD-G1122-H423 | JDZX22-10C1 11/√3 0.11/√3 0.11/3kV |  | 121EL-VT | 3GB |  | 12H | COMM | CS03 | Z001 | V |  | F | RM | PD | ZABB | HGQ | 3410121000 | PC |  | 1 | CNSHZHA9 | [5 empty] | 1 | 0 | PC | 2018-11-14 | 0 | PC
VTS-AD-G1122-HH23S | JDZXR28-10C1 11/√3,0.11/√3kV,0.11/3kV |  | 121EL-VT | 3GB |  | 12H | COMM | CS03 | Z001 | V |  | F | RM | PD | ZABB | HGQ | 3410121000 | PC |  | 1 | CNDUYAN | [5 empty] | 1 | 0 | PC | 2020-07-13 | 0 | PC
VTS-AD-G1122-HH9FS | JDZXR22-10C1 11/√3/0.11/√3kV 0.5&3P 25VA |  | 121EL-VT | 3GB |  | 12H | COMM | CS03 | Z001 | V |  | F | RM | PD | ZABB | HGQ | 3410121000 | PC |  | 1 | CNJOCHE21 | [5 empty] | 1 | 0 | PC | 2020-09-30 | 0 | PC
VTS-AD-G1122-HHB3S | JDZXR22-10C1 11/√3 kV 0.11/√3 kV 0.11/3 |  | 121EL-VT | 3GB |  | B12 | COMM | CS03 | Z001 | V |  | F | RM | PD | ZABB | HGQ | 3410121000 | PC |  | 1 | CNDUYAN | [5 empty] | 1 | 0 | PC | 2018-06-28 | 0 | PC
VTS-AD-G1122-II13S | JDZXR23-10 11kV/v3 110V/v3 110V/v3 |  | 121EL-VT | 3GB |  | 12H | COMM | CS03 | Z001 | V |  | F | RM | PD | ZABB | HGQ | 3410121000 | PC |  | 1 | CNJOCHE21 | [5 empty] | 1 | 0 | PC | 2021-01-13 | 0 | PC
VTS-AD-G1122II13S1 | JDZXR23-10 11kV/v3 110V/v3 110V/v3 |  | 121EL-VT | 3GB |  | 12H | COMM | CS03 | Z001 | V |  | F | RM | PD | ZABB | HGQ | 3410121000 | PC |  | 1 | CNJOCHE21 | [5 empty] | 1 | 0 | PC | 2021-01-13 | 0 | PC
VTS-AD-G1124-4123 | JDZX22-10C1 11/v3 0.11/v3 0.11/V3 |  | 121EL-VT | 3GB |  | B12 | COMM | CS03 | Z001 | V |  | F | RM | PD | ZABB | HGQ | 3410121000 | PC |  | 1 | CNSHZEN2 | [5 empty] | 1 | 0 | PC | 2018-03-19 | 0 | PC
VTS-AD-G1124-4423S | JDZXR23-10 11/rt3:0.11/rt3:0.11/rt3 |  | 121EL-VT | 3GB |  | B12 | COMM | CS03 | Z001 | V |  | F | RM | PD | ZABB | HGQ | 3410121000 | PC |  | 1 | CNXIHE4 | [5 empty] | 1 | 0 | PC | 2016-07-05 | 0 | PC
VTS-AD-G1124-442B | JDZX23-10 11kV/v3 : 0.11kV/v3 : 0.11kV/v |  | 121EL-VT | 3GB |  | 12H | COMM | CS03 | Z001 | V |  | F | RM | PD | ZABB | HGQ | 3410121000 | PC |  | 1 | CNJOCHE21 | [5 empty] | 1 | 0 | PC | 2020-12-08 | 0 | PC
VTS-AD-G1124-HH2CS | JDZXR22-10C1 11/v3 0.11/v3 0.11/v3kV 25V |  | 121EL-VT | 3GB |  | 12H | COMM | CS03 | Z001 | V |  | F | RM | PD | ZABB | HGQ | 3410121000 | PC |  | 1 | CNJOCHE21 | [5 empty] | 1 | 0 | PC | 2021-06-17 | 0 | PC
VTS-AD-G1124-HHB2S | JDZXR22-10C1 11/√3 kV 0.11/√3 kV 0.11/√3 |  | 121EL-VT | 3GB |  | B12 | COMM | CS03 | Z001 | V |  | F | RM | PD | ZABB | HGQ | 3410121000 | PC |  | 1 | CNDUYAN | [5 empty] | 1 | 0 | PC | 2018-06-08 | 0 | PC
VTS-AD-G1124-HHB3S | JDZXR22-10C1 11/√3 kV 0.11/√3 kV 0.11/√3 |  | 121EL-VT |  |  | B03 | COMM | CS03 | Z001 | V |  | F | RM | PD | ZABB | HGQ | 3410121000 | PC |  | 1 | CNDUYAN | [5 empty] | 1 | 0 | PC | 2018-06-08 | 0 | PC
VTS-AD-G1124-IH13S | JDZXR24-10 11/√3/0.11/√3/0.11/√3kV 0.2/3 |  | 121EL-VT | 3GB |  | 12H | COMM | CS03 | Z001 | V |  | F | RM | PD | ZABB | HGQ | 3410121000 | PC |  | 1 | CNJOCHE21 | [5 empty] | 1 | 0 | PC | 2021-07-15 | 0 | PC
VTS-AD-G1124-II13S | JDZXR22-10C1 11/V3Kv 0.11/V3 0.11/V3 |  | 121EL-VT |  |  | 129 | COMM | CS03 | Z001 | V |  | F | RM | PD | ZABB | HGQ | 3410121000 | PC |  | 1 | CNJOCHE21 | [5 empty] | 1 | 0 | PC | 2021-04-06 | 0 | PC
VTS-AD-G1124-L411S | JDZXR23-10 11kV/v3 110V/v3 110V/v3 |  | 121EL-VT | 3GB |  | B12 | COMM | CS03 | Z001 | V |  | F | RM | PD | ZABB | HGQ | 3410121000 | PC |  | 1 | CNXIHE4 | [5 empty] | 1 | 0 | PC | 2016-04-19 | 0 | PC
VTS-AD-G1124-LH23S | JDZXR22-10C1 11kV/rt3: 110V/rt3: 110V/rt |  | 121EL-VT | 3GB |  | B12 | COMM | CS03 | Z001 | V |  | F | RM | PD | ZABB | HGQ | 3410121000 | PC |  | 1 | T_GUIHUA_YE | [5 empty] | 1 | 0 | PC | 2015-12-11 | 0 | PC
VTS-AD-G1124-LI11S | JDZXR22-10C1 11kV/rt3: 110V/rt3: 110V/rt |  | 121EL-VT | 3GB |  | B12 | COMM | CS03 | Z001 | V |  | F | RM | PD | ZABB | HGQ | 3410121000 | PC |  | 1 | CNXIHE4 | [5 empty] | 1 | 0 | PC | 2015-11-11 | 0 | PC
VTS-AD-G1124-ZH13 | JDZX22-10C1 11/√3kV 0.11/√3 0.11/√3kV |  | 121EL-VT | 3GB |  | B12 | COMM | CS03 | Z001 | V |  | F | RM | PD | ZABB | HGQ | 3410121000 | PC |  | 1 | CNGELI3 | [5 empty] | 1 | 0 | PC | 2018-10-16 | 0 | PC
VTS-AD-G1124IH13S1 | JDZXR23-10 11/√3/0.11/√3/0.11/√3kV 0.2/3 |  | 121EL-VT | 3GB |  | 12H | COMM | CS03 | Z001 | V |  | F | RM | PD | ZABB | HGQ | 3410121000 | PC |  | 1 | CNJOCHE21 | [5 empty] | 1 | 0 | PC | 2021-07-15 | 0 | PC
VTS-AD-G1124IH13S2 | JDZXR23-10 11/√3/0.11/√3/0.11/√3kV 0.2/3 |  | 121EL-VT | 3GB |  | 12H | COMM | CS03 | Z001 | V |  | F | RM | PD | ZABB | HGQ | 3410121000 | PC |  | 1 | CNJOCHE21 | [5 empty] | 1 | 0 | PC | 2021-07-20 | 0 | PC
VTS-AD-G1124L411S1 | JDZXR22-10C1 11kV/root 3 : 110V/root 3 : |  | 121EL-VT |  |  | 129 | COMM | CS03 | Z001 | V |  | F | RM | PD | ZABB | HGQ | 3410121000 | PC |  | 1 | CNDUYAN | [5 empty] | 1 | 0 | PC | 2018-09-03 | 0 | PC
VTS-AD-G1220-4080 | JDZX22-10C1 12/v3 0.11/v3kV CL3P/50VA |  | 121EL-VT | 3GB |  | B12 | COMM | CS03 | Z001 | V |  | F | RM | PD | ZABB | HGQ | 3410121000 | PC |  | 1 | T_GUIHUA_YE | [5 empty] | 1 | 0 | PC | 2015-07-24 | 0 | PC
VTS-AD-G2420-4080 | JDZX27G-20C 24/v3kV 0.11/v3kV |  | 121EL-VT | 3GB |  | 12H | COMM | CS03 | Z001 | V |  | F | RM | PD | ZABB | HGQ | 3410121000 | PC |  | 1 | CNJOCHE21 | [5 empty] | 1 | 0 | PC | 2021-09-09 | 0 | PC
VTS-AD-G3320-4090 | JDZX22-35W 33/√3 kV ¦ 0.11/√3 kV |  | 121EL-VT | 3GB |  | B12 | COMM | CS03 | Z001 | V |  | F | RM | PD | ZABB | HGQ | 3410121000 | PC |  | 1 | CNGELI3 | [5 empty] | 1 | 0 | PC | 2018-11-07 | 0 | PC
VTS-AD-G3320-H010 | JDZX22-35W 33/rt3 : 0.11/rt3kV |  | 121EL-VT | 3GB |  | 12H | COMM | CS03 | Z001 | V |  | F | RM | PD | ZABB | HGQ | 3410121000 | PC |  | 1 | CNGELI3 | [5 empty] | 1 | 0 | PC | 2020-02-27 | 0 | PC
VTS-AD-G3320-H030 | JDZX22-35W 33/√3kV 0.11/√3 |  | 121EL-VT | 3GB |  | B12 | COMM | CS03 | Z001 | V |  | F | RM | PD | ZABB | HGQ | 3410121000 | PC |  | 1 | CNXIHE4 | [5 empty] | 1 | 0 | PC | 2017-09-30 | 0 | PC
VTS-AD-G3320H010-1 | JDZX22-35W 33/rt3 : 0.11/rt3kV |  | 121EL-VT | 3GB |  | 12H | COMM | CS03 | Z001 | V |  | F | RM | PD | ZABB | HGQ | 3410121000 | PC |  | 1 | CNGELI3 | [5 empty] | 1 | 0 | PC | 2020-03-06 | 0 | PC
VTS-AD-G3322-2223S | JDZXR22-35C 33/√3kV 0.11/√3 0.11/3 |  | 121EL-VT | 3GB |  | B12 | COMM | CS03 | Z001 | V |  | F | RM | PD | ZABB | HGQ | 3410121000 | PC |  | 1 | CNDUYAN | [5 empty] | 1 | 0 | PC | 2018-04-02 | 0 | PC
VTS-AD-G3322-4493 | JDZX22-35W 33/√3 kV 0.11/√3 kV 0.11/3 kV |  | 121EL-VT | 3GB |  | B12 | COMM | CS03 | Z001 | V |  | F | RM | PD | ZABB | HGQ | 3410121000 | PC |  | 1 | CNDUYAN | [5 empty] | 1 | 0 | PC | 2018-11-30 | 0 | PC
VTS-AD-G3322-4I93 | JDZX22-35W 33/√3 kV ¦ 0.11/√3 kV ¦ 0.11/ |  | 121EL-VT |  |  | 129 | COMM | CS03 | Z001 | V |  | F | RM | PD | ZABB | HGQ | 3410121000 | PC |  | 1 | CNGELI3 | [5 empty] | 1 | 0 | PC | 2018-11-07 | 0 | PC
VTS-AD-G3324-2223S | JDZXR22-35C 33/√3kV 0.11/√3 0.11/√3 |  | 121EL-VT | 3GB |  | B12 | COMM | CS03 | Z001 | V |  | F | RM | PD | ZABB | HGQ | 3410121000 | PC |  | 1 | CNDUYAN | [5 empty] | 1 | 0 | PC | 2018-05-21 | 0 | PC
VTS-AD-G3324-449F | JDZX22-35W 33/√3kV¦0.11/√3¦0.11/√3kV |  | 121EL-VT | 3GB |  | B12 | COMM | CS03 | Z001 | V |  | F | RM | PD | ZABB | HGQ | 3410121000 | PC |  | 1 | CNXIHE4 | [5 empty] | 1 | 0 | PC | 2017-09-09 | 0 | PC
VTS-AD-G3324-449FS | JDZXR22-35C 33kV/√3: 110V/√3: 110V/√3 |  | 121EL-VT | 3GB |  | 12H | COMM | CS03 | Z001 | V |  | F | RM | PD | ZABB | HGQ | 3410121000 | PC |  | 1 | CNJISU10 | [5 empty] | 1 | 0 | PC | 2022-01-19 | 0 | PC
VTS-AD-G3324-4L13 | JDZX22-35W 33kV/rt3: 110V/rt3: 110V/rt3 |  | 121EL-VT | 3GB |  | B12 | COMM | CS03 | Z001 | V |  | F | RM | PD | ZABB | HGQ | 3410121000 | PC |  | 1 | CNXIHE4 | [5 empty] | 1 | 0 | PC | 2016-10-30 | 0 | PC
VTS-AD-G3324-HH1A | JDZX22-35W 33/rt3 : 0.11/rt3 : 0.11/rt3k |  | 121EL-VT | 3GB |  | 12H | COMM | CS03 | Z001 | V |  | F | RM | PD | ZABB | HGQ | 3410121000 | PC |  | 1 | CNGELI3 | [5 empty] | 1 | 0 | PC | 2020-02-27 | 0 | PC
VTS-AD-G3430-4020 | JDZX22-35W 34.5 kV/rt3 : 120 V/rt3 |  | 121EL-VT | 3GB |  | 12H | COMM | CS03 | Z001 | V |  | F | RM | PD | ZABB | HGQ | 3410121000 | PC |  | 1 | CNXIHE4 | [5 empty] | 1 | 0 | PC | 2017-03-08 | 0 | PC
VTS-AD-G3430-4020S | JDZXR22-35C 34.5 kV/rt3 : 120 V/rt3 |  | 121EL-VT | 3GB |  | B12 | COMM | CS03 | Z001 | V |  | F | RM | PD | ZABB | HGQ | 3410121000 | PC |  | 1 | CNXIHE4 | [5 empty] | 1 | 0 | PC | 2017-06-09 | 0 | PC
VTS-AD-G3524-2IBA | JDZX22-35W 33/rt3:0.11/rt3:0.11/rt3 |  | 121EL-VT | 3GB |  | B12 | COMM | CS03 | Z001 | V |  | F | RM | PD | ZABB | HGQ | 3410121000 | PC |  | 1 | CNXIHE4 | [5 empty] | 1 | 0 | PC | 2017-01-06 | 0 | PC
VTS-AD-G4130-4020S | JDZXR23-6 4.16kV/v3 120V/v3 CL0.5/50VA |  | 121EL-VT | 3GB |  | 12H | COMM | CS03 | Z001 | V |  | F | RM | PD | ZABB | HGQ | 3410121000 | PC |  | 1 | CNXIHE4 | [5 empty] | 1 | 0 | PC | 2017-03-02 | 0 | PC
VTS-AD-G4210-8020S | JDZXR26-20 22/√3 / 0.1/√3 |  | 121EL-VT |  |  | B03 | COMM | CS03 | Z001 | V |  | F | RM | PD | ZABB | HGQ | 3410121000 | PC |  | 1 | CNXIHE4 | [5 empty] | 1 | 0 | PC | 2017-11-06 | 0 | PC
VTS-AD-G4213-448BS | JDZXR26-20 22/√3 / 0.1/√3 / 0.1/√3Kv |  | 121EL-VT | 3GB |  | B12 | COMM | CS03 | Z001 | V |  | F | RM | PD | ZABB | HGQ | 3410121000 | PC |  | 1 | CNXIHE4 | [5 empty] | 1 | 0 | PC | 2017-12-04 | 0 | PC
VTS-AD-G4220-1090S | JDZXR26-20 22/v3 0.11/v3 kV CL 0.5(3P),1 |  | 121EL-VT | 3GB |  | B12 | COMM | CS03 | Z001 | V |  | F | RM | PD | ZABB | HGQ | 3410121000 | PC |  | 1 | CNXIHE4 | [5 empty] | 1 | 0 | PC | 2017-03-13 | 0 | PC
VTS-AD-G4220-2020 | JDZX27G-20B 22/√3/0.11/√3kV, 0.5,30VA, |  | 121EL-VT | 3GB |  | 12H | COMM | CS03 | Z001 | V |  | F | RM | PD | ZABB | HGQ | 3410121000 | PC |  | 1 | CNJOCHE21 | [5 empty] | 1 | 0 | PC | 2021-08-09 | 0 | PC
VTS-AD-G4220-4030S | JDZXR26-20 22/√3 kV¦0.11/√3kV |  | 121EL-VT | 3GB |  | B12 | COMM | CS03 | Z001 | V |  | F | RM | PD | ZABB | HGQ | 3410121000 | PC |  | 1 | CNXIHE4 | [5 empty] | 1 | 0 | PC | 2017-09-09 | 0 | PC
VTS-AD-G4220-4090 | JDZX26-20 22/sqrt3 kV¦0.11/sqrt3kV |  | 121EL-VT | 3GB |  | B12 | COMM | CS03 | Z001 | V |  | F | RM | PD | ZABB | HGQ | 3410121000 | PC |  | 1 | CNDUYAN | [5 empty] | 1 | 0 | PC | 2018-03-23 | 0 | PC
VTS-AD-G4220-4090S | JDZXR26-20 22kV/v3 110V/v3 CL0.5&3P,50VA |  | 121EL-VT |  |  | B03 | COMM | CS03 | Z001 | V |  | F | RM | PD | ZABB | HGQ | 3410121000 | PC |  | 1 | CNXIHE4 | [5 empty] | 1 | 0 | PC | 2016-07-22 | 0 | PC
VTS-AD-G4220-40H0 | JDZX26-20 22kV/v3 110V/v3 |  | 121EL-VT | 3GB |  | 12H | COMM | CS03 | Z001 | V |  | F | RM | PD | ZABB | HGQ | 3410121000 | PC |  | 1 | CNJOCHE21 | [5 empty] | 1 | 0 | PC | 2021-06-07 | 0 | PC
VTS-AD-G4220-8020S | JDZXR26-20 22/√3 / 0.11/√3 |  | 121EL-VT | 3GB |  | B12 | COMM | CS03 | Z001 | V |  | F | RM | PD | ZABB | HGQ | 3410121000 | PC |  | 1 | CNXIHE4 | [5 empty] | 1 | 0 | PC | 2017-11-06 | 0 | PC
VTS-AD-G4220-80A0 | JDZX26-20 22/v3 0.11/v3 kV |  | 121EL-VT | 3GB |  | 12H | COMM | CS03 | Z001 | V |  | F | RM | PD | ZABB | HGQ | 3410121000 | PC |  | 1 | CNXIHE4 | [5 empty] | 1 | 0 | PC | 2016-11-01 | 0 | PC
VTS-AD-G42204090-1 | JDZX26-20 22kV/v3 110V/v3;CL0.5（3P）,50VA |  | 121EL-VT | 3GB |  | 12H | COMM | CS03 | Z001 | V |  | F | RM | PD | ZABB | HGQ | 3410121000 | PC |  | 1 | CNDUYAN | [5 empty] | 1 | 0 | PC | 2018-04-08 | 0 | PC
VTS-AD-G42208020S1 | JDZXR26-20 22/ √3 / 0.11/√3 kV |  | 121EL-VT | 3GB |  | 12H | COMM | CS03 | Z001 | V |  | F | RM | PD | ZABB | HGQ | 3410121000 | PC |  | 1 | CNJOCHE21 | [5 empty] | 1 | 0 | PC | 2020-07-03 | 0 | PC
VTS-AD-G4222-4I93 | JDZX26-20 22/√3 kV 0.11/√3 kV 0.11/ |  | 121EL-VT | 3GB |  | B12 | COMM | CS03 | Z001 | V |  | F | RM | PD | ZABB | HGQ | 3410121000 | PC |  | 1 | CNDUYAN | [5 empty] | 1 | 0 | PC | 2018-11-30 | 0 | PC
VTS-AD-G4222-4I93S | JDZXR26-20 22/√3 kV ¦ 0.11/√3 kV ¦ 0.11/ |  | 121EL-VT |  |  | 129 | COMM | CS03 | Z001 | V |  | F | RM | PD | ZABB | HGQ | 3410121000 | PC |  | 1 | CNGELI3 | [5 empty] | 1 | 0 | PC | 2018-11-07 | 0 | PC
VTS-AD-G4222-HH23S | JDZXR26-20 22/√3/0.11/√3/0.11/3kV |  | 121EL-VT | 3GB |  | B12 | COMM | CS03 | Z001 | V |  | F | RM | PD | ZABB | HGQ | 3410121000 | PC |  | 1 | CNXIHE4 | [5 empty] | 1 | 0 | PC | 2018-01-22 | 0 | PC
VTS-AD-G4224-2293S | JDZXR26-20 22/rt 3/0.11/rt 3/0.11/rt 3kV |  | 121EL-VT | 3GB |  | B12 | COMM | CS03 | Z001 | V |  | F | RM | PD | ZABB | HGQ | 3410121000 | PC |  | 1 | CNXIHE4 | [5 empty] | 1 | 0 | PC | 2017-05-09 | 0 | PC
VTS-AD-G4224-229FS | JDZXR26-20 22kV/v3 110V/v3 110V/v3 |  | 121EL-VT | 3GB |  | B12 | COMM | CS03 | Z001 | V |  | F | RM | PD | ZABB | HGQ | 3410121000 | PC |  | 1 | CNXIHE4 | [5 empty] | 1 | 0 | PC | 2017-12-04 | 0 | PC
VTS-AD-G4224-4423 | JDZX26-20 22/√3 / 0.11/√3/ 0.11/√3kV |  | 121EL-VT | 3GB |  | 12H | COMM | CS03 | Z001 | V |  | F | RM | PD | ZABB | HGQ | 3410121000 | PC |  | 1 | CNJOCHE21 | [5 empty] | 1 | 0 | PC | 2021-08-19 | 0 | PC
VTS-AD-G4224-448BS | JDZXR26-20 22kV/v3 110V/v3 110V/v3 |  | 121EL-VT |  |  | B03 | COMM | CS03 | Z001 | V |  | F | RM | PD | ZABB | HGQ | 3410121000 | PC |  | 1 | CNXIHE4 | [5 empty] | 1 | 0 | PC | 2016-07-22 | 0 | PC
VTS-AD-G4420-4030S | JDZXR22-10C1 13.8 kV/rt3 : 110 V/rt3 |  | 121EL-VT | 3GB |  | B12 | COMM | CS03 | Z001 | V |  | F | RM | PD | ZABB | HGQ | 3410121000 | PC |  | 1 | CNXIHE4 | [5 empty] | 1 | 0 | PC | 2016-03-22 | 0 | PC
VTS-AD-G4420-40D0S | JDZXR22-10C1 13.8kV/rt3: 110V/rt3 |  | 121EL-VT | 3GB |  | 12H | COMM | CS03 | Z001 | V |  | F | RM | PD | ZABB | HGQ | 3410121000 | PC |  | 1 | CNJOCHE21 | [5 empty] | 1 | 6 | PC | 2022-01-12 | 0 | PC
VTS-AD-G4420-8030S | JDZXR23-10 13.8/v3 0.11/v3kV |  | 121EL-VT |  |  | B03 | COMM | CS03 | Z001 | V |  | F | RM | PD | ZABB | HGQ | 3410121000 | PC |  | 1 | CNDUYAN | [5 empty] | 1 | 0 | PC | 2018-06-21 | 0 | PC
VTS-AD-G4524-H433 | JDZX27G-20B 22/√3/0.11/√3kV CL1.0 25VA |  | 121EL-VT | 3GB |  | 12H | COMM | CS03 | Z001 | V |  | F | RM | PD | ZABB | HGQ | 3410121000 | PC |  | 1 | CNJOCHE21 | [5 empty] | 1 | 0 | PC | 2021-08-09 | 0 | PC
VTS-AD-G6530-4020S | JDZXR22-10C1 14.14 kV/rt3 : 120 V/rt3 |  | 121EL-VT | 3GB |  | 12H | COMM | CS03 | Z001 | V |  | F | RM | PD | ZABB | HGQ | 3410121000 | PC |  | 1 | CNXIHE4 | [5 empty] | 1 | 0 | PC | 2016-03-22 | 0 | PC
VTS-AD-G6630-4080S | JDZXR26-20 24kV/rt3 : 120 V/rt3 (Star-St |  | 121EL-VT | 3GB |  | B12 | COMM | CS03 | Z001 | V |  | F | RM | PD | ZABB | HGQ | 3410121000 | PC |  | 1 | CNXIHE4 | [5 empty] | 1 | 0 | PC | 2016-06-01 | 0 | PC
VTS-AD-G7020-4090S | JDZXR22-6C1 6.6kV/v3 110V/v3 50VA/CL |  | 121EL-VT | 3GB |  | B12 | COMM | CS03 | Z001 | V |  | F | RM | PD | ZABB | HGQ | 3410121000 | PC |  | 1 | CNXIHE4 | [5 empty] | 1 | 0 | PC | 2016-03-19 | 0 | PC
VTS-AD-T1120-4060 | URE10 |  | 121EL | 3GB |  | S52 | COMM | CS03 | Z001 | V |  | F | RM | PD | ZABB | HGQ | 3410120000 | PC |  | 1 | Y_PPM_01 | [5 empty] | 1 | 0 | PC | 2007-12-04 | 0 | PC
VTS-AD-T1120-H010S | URED2-10 11/v3¦.11/v3KV CL0.2/25VA |  | 121EL-VT | 3GB |  | S52 | COMM | CS03 | Z001 | V |  | F | RM | PD | ZABB | HGQ | 3410121000 | PC |  | 1 | CNXIHE4 | [5 empty] | 1 | 0 | PC | 2009-03-31 | 0 | PC
VTS-AD-T1120-H050S | URED10 11/v3¦.11/v3 25VA 1M |  | 121EL | 3GB |  | S52 | COMM | CS03 | Z001 | V |  | F | RM | PD | ZABB | HGQ | 3410120000 | PC |  | 1 | Y_PPM_01 | [5 empty] | 1 | 0 | PC | 2007-12-04 | 0 | PC
VTS-AD-T1120-H070S | URED10 11/v3¦.11/v3 25VA 0.2M |  | 121EL | 3GB |  | S52 | COMM | CS03 | Z001 | V |  | F | RM | PD | ZABB | HGQ | 3410120000 | PC |  | 1 | Y_PPM_01 | [5 empty] | 1 | 0 | PC | 2007-12-04 | 0 | PC
VTS-AD33224-LLH113 | JDZX11-35W 33kV/rt3 110V/rt3 110V/rt3 11 |  | 121EL-VT | 3GB |  | 12H | COMM | CS03 | Z001 | V |  | F | RM | PD | ZABB | HGQ | 3410121000 | PC |  | 1 | CNJOCHE21 | [5 empty] | 1 | 0 | PC | 2021-05-26 | 0 | PC
VTS-ADD02208030S-1 | JDZX17-3R 2.75/v3¦0.11/v3kV 1.0/100VA |  | 121EL | 3GB |  | 12H | COMM | CS03 | Z001 | V |  | F | RM | PD | ZABB | HGQ | 3410120000 | PC |  | 1 | Y_PPM_01 | [5 empty] | 1 | 0 | PC | 2007-12-04 | 0 | PC
VTS-ADD0420-5020S1 | JDZXR-6C 3.3kV/v3 110V/v3 CL0.5/60VA |  | 121EL-VT | 3GB |  | 12H | COMM | CS03 | Z001 | V |  | F | RM | PD | ZABB | HGQ | 3410121000 | PC |  | 1 | CNJOCHE21 | [5 empty] | 1 | 0 | PC | 2021-07-16 | 0 | PC
VTS-ADD04204020S-1 | JDZXR-3C 3.3/v3¦0.11/v3 KV CL 0.5 /50VA |  | 121EL-VT | 3GB |  | 12H | COMM | CS03 | Z001 | V |  | F | RM | PD | ZABB | HGQ | 3410121000 | PC |  | 1 | CNXIHE4 | [5 empty] | 1 | 0 | PC | 2009-02-17 | 0 | PC
VTS-ADD04204020S-2 | JDZXR-3C 3.3kV/rt3 110V/rt3,CL0.5 /50VA |  | 121EL-VT | 3GB |  | 12H | COMM | CS03 | Z001 | V |  | F | RM | PD | ZABB | HGQ | 3410121000 | PC |  | 1 | CNXIHE4 | [5 empty] | 1 | 0 | PC | 2013-08-05 | 0 | PC
VTS-ADD04204030S-1 | JDZXR-3C 3.3/v3¦0.11/v3KV CL1.0&3P/50VA |  | 121EL-VT | 3GB |  | 12H | COMM | CS03 | Z001 | V |  | F | RM | PD | ZABB | HGQ | 3410121000 | PC |  | 1 | CNXIHE4 | [5 empty] | 1 | 0 | PC | 2009-02-26 | 0 | PC
VTS-ADD04204030S-2 | JDZX17-3R 3.3/v3¦0.11/v3KV CL1.0&3P/50VA |  | 121EL-VT | 3GB |  | 12H | COMM | CS03 | Z001 | V |  | F | RM | PD | ZABB | HGQ | 3410121000 | PC |  | 1 | CNXIHE4 | [5 empty] | 1 | 0 | PC | 2009-04-08 | 0 | PC
VTS-ADD04204030S-3 | JDZXR-3C 3.3kV/rt3:110V/rt3 CL1.0 /50VA |  | 121EL-VT | 3GB |  | 12H | COMM | CS03 | Z001 | V |  | F | RM | PD | ZABB | HGQ | 3410121000 | PC |  | 1 | CNXIHE4 | [5 empty] | 1 | 0 | PC | 2013-11-05 | 0 | PC
VTS-ADD04204080S-1 | JDZX17-3R 3.3/v3, 0.11/v3kV 50VA/3P W.TU |  | 121EL-VT |  |  | B03 | COMM | CS03 | Z001 | V |  | F | RM | PD | ZABB | HGQ | 3410121000 | PC |  | 1 | T_GUIHUA_YE | [5 empty] | 1 | 0 | PC | 2015-04-08 | 0 | PC
VTS-ADD04204120S-1 | JDZXR-3C 3.3/rt3;0.11/rt3KV 0.5/50V |  | 121EL | 3GB |  | 12H | COMM | CS03 | Z001 | V |  | F | RM | PD | ZABB | HGQ | 3410120000 | PC |  | 1 | Y_PPM_01 | [5 empty] | 1 | 0 | PC | 2007-12-04 | 0 | PC
VTS-ADD04208030S-1 | JDZXR-3C 3.3/v3¦0.11/v3 CL1.0/100VA |  | 121EL | 3GB |  | 12H | COMM | CS03 | Z001 | V |  | F | RM | PD | ZABB | HGQ | 3410121000 | PC |  | 1 | CNXIHE4 | [5 empty] | 1 | 0 | PC | 2008-03-26 | 0 | PC
VTS-ADD04208030S-2 | JDZX17-3R 3.3/v3¦.11/v3kV CL1.0/100VA |  | 121EL | 3GB |  | 12H | COMM | CS03 | Z001 | V |  | F | RM | PD | ZABB | HGQ | 3410121000 | PC |  | 1 | CNXIHE4 | [5 empty] | 1 | 0 | PC | 2008-03-26 | 0 | PC
VTS-ADD04208030S-3 | JDZXR-3C 3.3/v3¦0.11/v3 CL1.0&3P/100VA |  | 121EL | 3GB |  | 12H | COMM | CS03 | Z001 | V |  | F | RM | PD | ZABB | HGQ | 3410121000 | PC |  | 1 | CNXIHE4 | [5 empty] | 1 | 0 | PC | 2008-11-21 | 0 | PC
VTS-ADD04208030S-4 | JDZX17-3R 3.3/v3¦0.11/v3KV CL1.0/100VA |  | 121EL-VT | 3GB |  | 12H | COMM | CS03 | Z001 | V |  | F | RM | PD | ZABB | HGQ | 3410121000 | PC |  | 1 | CNXIHE4 | [5 empty] | 1 | 0 | PC | 2009-02-06 | 0 | PC
VTS-ADD04208030S-5 | JDZXR-3C 3.3/v3¦0.11/v3KV CL1.0/100VA |  | 121EL-VT | 3GB |  | 12H | COMM | CS03 | Z001 | V |  | F | RM | PD | ZABB | HGQ | 3410121000 | PC |  | 1 | CNXIHE4 | [5 empty] | 1 | 0 | PC | 2009-02-06 | 0 | PC
VTS-ADD04208030S-6 | JDZX17-3R 3.3/v3¦0.11/v3KV CL1.0/100VA |  | 121EL-VT | 3GB |  | 12H | COMM | CS03 | Z001 | V |  | F | RM | PD | ZABB | HGQ | 3410121000 | PC |  | 1 | CNXIHE4 | [5 empty] | 1 | 0 | PC | 2009-02-06 | 0 | PC
VTS-ADD04208030S-7 | JDZXR-3C 3.3/v3¦0.11/v3KV CL1.0/100VA |  | 121EL-VT | 3GB |  | 12H | COMM | CS03 | Z001 | V |  | F | RM | PD | ZABB | HGQ | 3410121000 | PC |  | 1 | CNXIHE4 | [5 empty] | 1 | 0 | PC | 2009-02-16 | 0 | PC
VTS-ADD04208030S-8 | JDZXR-3C 3.3/v3¦0.11/v3KV CL1.0/100VA |  | 121EL-VT | 3GB |  | 12H | COMM | CS03 | Z001 | V |  | F | RM | PD | ZABB | HGQ | 3410121000 | PC |  | 1 | CNXIHE4 | [5 empty] | 1 | 0 | PC | 2009-04-21 | 0 | PC
VTS-ADD04208030S-9 | JDZX17-3R 3.3kV/rt3: 110V/rt3 1.0/100VA |  | 121EL-VT | 3GB |  | 12H | COMM | CS03 | Z001 | V |  | F | RM | PD | ZABB | HGQ | 3410121000 | PC |  | 1 | CNXIHE4 | [5 empty] | 1 | 0 | PC | 2011-03-21 | 0 | PC
VTS-ADD0480D040S-1 | JDZXR-3C 3.3/v3¦.24/v3KV 3.0/300VA |  | 121EL | 3GB |  | 12H | COMM | CS03 | Z001 | V |  | F | RM | PD | ZABB | HGQ | 3410121000 | PC |  | 1 | CNXIHE4 | [5 empty] | 1 | 0 | PC | 2008-04-28 | 0 | PC
VTS-ADD0720-4020-1 | JDZX10-6C1 6.6kV/rt3:110V/rt3 CL0.5/50VA |  | 121EL-VT | 3GB |  | 12H | COMM | CS03 | Z001 | V |  | F | RM | PD | ZABB | HGQ | 3410121000 | PC |  | 1 | CNXIHE4 | [5 empty] | 1 | 0 | PC | 2010-10-25 | 0 | PC
VTS-ADD0720-H030-1 | JDZX10-6C1 6600/rt3, 110/rt3, Class1.0, |  | 121EL-VT | 3GB |  | 12H | COMM | CS03 | Z001 | V |  | F | RM | PD | ZABB | HGQ | 3410121000 | PC |  | 1 | T_GUIHUA_YE | [5 empty] | 1 | 0 | PC | 2011-12-09 | 0 | PC
VTS-ADD07204020S-1 | JDZXR-6C 6.6kV/rt3: 110V/rt3 CL0.5/50VA |  | 121EL-VT | 3GB |  | 12H | COMM | CS03 | Z001 | V |  | F | RM | PD | ZABB | HGQ | 3410121000 | PC |  | 1 | CNXIHE4 | [5 empty] | 1 | 0 | PC | 2013-11-06 | 0 | PC
VTS-ADD07204030S-1 | JDZX17-6R 6.6/v3¦0.11/v3KV CL1.0/50VA |  | 121EL-VT | 3GB |  | 12H | COMM | CS03 | Z001 | V |  | F | RM | PD | ZABB | HGQ | 3410121000 | PC |  | 1 | CNXIHE4 | [5 empty] | 1 | 0 | PC | 2009-06-05 | 0 | PC
VTS-ADD07204030S-2 | JDZXR-6C 6.6kV/rt3: 110V/rt3 CL 1.0 /50V |  | 121EL-VT | 3GB |  | 12H | COMM | CS03 | Z001 | V |  | F | RM | PD | ZABB | HGQ | 3410121000 | PC |  | 1 | T_GUIHUA_YE | [5 empty] | 1 | 0 | PC | 2012-01-04 | 0 | PC
VTS-ADD07204090S-1 | JDZX17-6R 6.6 kV/rt3 110V/rt3 50VA/C |  | 121EL-VT | 3GB |  | 12H | COMM | CS03 | Z001 | V |  | F | RM | PD | ZABB | HGQ | 3410121000 | PC |  | 1 | CNXIHE4 | [5 empty] | 1 | 0 | PC | 2015-09-17 | 0 | PC
VTS-ADD07204090S-2 | JDZXR-6C 6.6 kV/rt3 : 110 V/rt3 (Star-St |  | 121EL-VT |  |  | B03 | COMM | CS03 | Z001 | V |  | F | RM | PD | ZABB | HGQ | 3410121000 | PC |  | 1 | CNXIHE4 | [5 empty] | 1 | 0 | PC | 2015-09-18 | 0 | PC
VTS-ADD07208030S-1 | JDZX10-6C1 6.6/v3¦0.11/v3kV CL:1.0/100VA |  | 121EL | 3GB |  | 12H | COMM | CS03 | Z001 | V |  | F | RM | PD | ZABB | HGQ | 3410120000 | PC |  | 1 | Y_PPM_01 | [5 empty] | 1 | 0 | PC | 2007-12-04 | 0 | PC
VTS-ADD07208030S-2 | JDZX13-6R 6.6/v3 0.11/v3kV CL1.0/100VA |  | 121EL | 3GB |  | 12H | COMM | CS03 | Z001 | V |  | F | RM | PD | ZABB | HGQ | 3410120000 | PC |  | 1 | Y_PPM_01 | [5 empty] | 1 | 0 | PC | 2007-12-04 | 0 | PC
VTS-ADD07208030S-3 | JDZX17-6R 6.6/v3 0.11/v3kV CL1.0/100VA |  | 121EL | 3GB |  | 12H | COMM | CS03 | Z001 | V |  | F | RM | PD | ZABB | HGQ | 3410120000 | PC |  | 1 | Y_PPM_01 | [5 empty] | 1 | 0 | PC | 2007-12-04 | 0 | PC
VTS-ADD07208030S-4 | JDZXR-6C 6.6/v3¦.11/v3KV CL1.0/100VA |  | 121EL | 3GB |  | 12H | COMM | CS03 | Z001 | V |  | F | RM | PD | ZABB | HGQ | 3410121000 | PC |  | 1 | CNXIHE4 | [5 empty] | 1 | 0 | PC | 2008-11-28 | 0 | PC
VTS-ADD07208030S-5 | JDZXR-6C 6.6/rt3: 0.11/rt3 kV |  | 121EL-VT | 3GB |  | 12H | COMM | CS03 | Z001 | V |  | F | RM | PD | ZABB | HGQ | 3410121000 | PC |  | 1 | CNXIHE4 | [5 empty] | 1 | 0 | PC | 2011-10-31 | 0 | PC
VTS-ADD07208030S-6 | JDZX17-6R 6.6/rt3: 0.11/rt3 kV CL1/100VA |  | 121EL-VT | 3GB |  | 12H | COMM | CS03 | Z001 | V |  | F | RM | PD | ZABB | HGQ | 3410121000 | PC |  | 1 | CNXIHE4 | [5 empty] | 1 | 0 | PC | 2013-05-08 | 0 | PC
VTS-ADD07208030S-7 | JDZX13-6R 6.6/rt3: 0.11/rt3 kV CL1/100VA |  | 121EL-VT | 3GB |  | 12H | COMM | CS03 | Z001 | V |  | F | RM | PD | ZABB | HGQ | 3410121000 | PC |  | 1 | CNXIHE4 | [5 empty] | 1 | 0 | PC | 2013-05-08 | 0 | PC
VTS-ADD0720H090S-1 | JDZX17-6R 6.6kV/v3:0.11kV/v3 |  | 121EL-VT | 3GB |  | 12H | COMM | CS03 | Z001 | V |  | F | RM | PD | ZABB | HGQ | 3410121000 | PC |  | 1 | CNXIHE4 | [5 empty] | 1 | 0 | PC | 2017-01-02 | 0 | PC
VTS-ADD07248833S-1 | JDZX13-6R 6.6kV/rt3: 110V/rt3: 110V/rt3 |  | 121EL-VT |  |  | B03 | COMM | CS03 | Z001 | V |  | F | RM | PD | ZABB | HGQ | 3410121000 | PC |  | 1 | CNXIHE4 | [5 empty] | 1 | 0 | PC | 2013-05-08 | 0 | PC
VTS-ADD0724HH23S-1 | JDZXR-6C 6.6/v3 0.11/v3 0.11/v3kV |  | 121EL-VT | 3GB |  | 12H | COMM | CS03 | Z001 | V |  | F | RM | PD | ZABB | HGQ | 3410121000 | PC |  | 1 | CNXIHE4 | [5 empty] | 1 | 0 | PC | 2013-12-26 | 0 | PC
VTS-ADD0724HH8BS-1 | JDZX17-6R 6.6kV/v3:0.11kV/v3:0.11kV/v3 |  | 121EL-VT | 3GB |  | 12H | COMM | CS03 | Z001 | V |  | F | RM | PD | ZABB | HGQ | 3410121000 | PC |  | 1 | CNXIHE4 | [5 empty] | 1 | 0 | PC | 2017-01-02 | 0 | PC
VTS-ADD1120-4090-1 | JDZXR-10C 11KV/Root 3 : 110V/Root 3 clas |  | 121EL-VT | 3GB |  | 12H | COMM | CS03 | Z001 | V |  | F | RM | PD | ZABB | HGQ | 3410121000 | PC |  | 1 | CNXIHE4 | [5 empty] | 1 | 0 | PC | 2012-05-14 | 0 | PC
VTS-ADD11202020S-1 | JDZXR-10C 11kV/rt3: 110V/rt3 CL0.5 / 30V |  | 121EL-VT | 3GB |  | 12H | COMM | CS03 | Z001 | V |  | F | RM | PD | ZABB | HGQ | 3410121000 | PC |  | 1 | CNXIHE4 | [5 empty] | 1 | 0 | PC | 2013-01-31 | 0 | PC
VTS-ADD11202020S-2 | JDZXR-10C 11/v3 0.11/v3kV,CL0.5/30VA |  | 121EL-VT | 3GB |  | 12H | COMM | CS03 | Z001 | V |  | F | RM | PD | ZABB | HGQ | 3410121000 | PC |  | 1 | CNXIHE4 | [5 empty] | 1 | 0 | PC | 2014-08-08 | 0 | PC
VTS-ADD11204020S-1 | JDZX17-10R 11/v3¦.11/v3 kV 0.5&3P/50VA |  | 121EL | 3GB |  | 12H | COMM | CS03 | Z001 | V |  | F | RM | PD | ZABB | HGQ | 3410120000 | PC |  | 1 | Y_PPM_01 | [5 empty] | 1 | 0 | PC | 2007-12-24 | 0 | PC
VTS-ADD11204020S-2 | JDZX17-10R 11/v3¦.11/v3kV 0.5&3P/50VA |  | 121EL-VT | 3GB |  | 12H | COMM | CS03 | Z001 | V |  | F | RM | PD | ZABB | HGQ | 3410121000 | PC |  | 1 | CNXIHE4 | [5 empty] | 1 | 0 | PC | 2009-01-22 | 0 | PC
VTS-ADD11204020S-3 | JDZXR-10C 11/v3¦.11/v3kV 0.5&3P/50VA |  | 121EL-VT | 3GB |  | 12H | COMM | CS03 | Z001 | V |  | F | RM | PD | ZABB | HGQ | 3410121000 | PC |  | 1 | CNXIHE4 | [5 empty] | 1 | 0 | PC | 2009-01-22 | 0 | PC
VTS-ADD11204020S-4 | JDZXR-10C 11/v3¦0.11/v3KV CL0.5/50VA |  | 121EL-VT | 3GB |  | 12H | COMM | CS03 | Z001 | V |  | F | RM | PD | ZABB | HGQ | 3410121000 | PC |  | 1 | CNXIHE4 | [5 empty] | 1 | 0 | PC | 2009-08-06 | 0 | PC
VTS-ADD11204020S-5 | JDZXR-10C 11kV/rt3: 110V/rt3 |  | 121EL-VT | 3GB |  | 12H | COMM | CS03 | Z001 | V |  | F | RM | PD | ZABB | HGQ | 3410121000 | PC |  | 1 | CNXIHE4 | [5 empty] | 1 | 0 | PC | 2011-08-01 | 0 | PC
VTS-ADD11204020S-6 | JDZXR-10C 11/rt3;0.11/rt3KV 0.5/; 50VA |  | 121EL-VT | 3GB |  | 12H | COMM | CS03 | Z001 | V |  | F | RM | PD | ZABB | HGQ | 3410121000 | PC |  | 1 | T_GUIHUA_YE | [5 empty] | 1 | 0 | PC | 2011-10-17 | 0 | PC
VTS-ADD11204020S-7 | JDZXR-10C 11kV/rt3:110V/rt3 0.5/50VA |  | 121EL-VT | 3GB |  | 12H | COMM | CS03 | Z001 | V |  | F | RM | PD | ZABB | HGQ | 3410121000 | PC |  | 1 | T_GUIHUA_YE | [5 empty] | 1 | 0 | PC | 2012-01-13 | 0 | PC
VTS-ADD11204020S-8 | JDZXR-10C 11kV/rt3 110V/rt3,CL0.5 /50VA |  | 121EL-VT | 3GB |  | 12H | COMM | CS03 | Z001 | V |  | F | RM | PD | ZABB | HGQ | 3410121000 | PC |  | 1 | CNXIHE4 | [5 empty] | 1 | 0 | PC | 2013-08-05 | 0 | PC
VTS-ADD11204020S-9 | JDZX17-10R 11kV/rt3: 110V/rt3 CL0.5/50VA |  | 121EL-VT | 3GB |  | 12H | COMM | CS03 | Z001 | V |  | F | RM | PD | ZABB | HGQ | 3410121000 | PC |  | 1 | CNXIHE4 | [5 empty] | 1 | 0 | PC | 2013-08-15 | 0 | PC
VTS-ADD11204023S-1 | JDZX13-10R 11/rt3;0.11/rt3KV 0.5&3P,50VA |  | 121EL-VT | 3GD |  | 12H | COMM | CS03 | Z001 | V |  | F | RM | PD | ZABB | HGQ | 3410121000 | PC |  | 1 | CNZHZHA51 | [5 empty] | 1 | 0 | PC | 2019-08-09 | 0 | PC
VTS-ADD11204080S-1 | JDZXR-10C 11/v3 0.11/v3kV,CL3P/50VA |  | 121EL-VT | 3GB |  | 12H | COMM | CS03 | Z001 | V |  | F | RM | PD | ZABB | HGQ | 3410121000 | PC |  | 1 | CNXIHE4 | [5 empty] | 1 | 0 | PC | 2014-05-30 | 0 | PC
VTS-ADD11204080S-2 | JDZXR-10C 11/v3 0.11/v3 kV CL3P/50VA W.T |  | 121EL-VT | 3GB |  | 12H | COMM | CS03 | Z001 | V |  | F | RM | PD | ZABB | HGQ | 3410121000 | PC |  | 1 | T_GUIHUA_YE | [5 empty] | 1 | 0 | PC | 2015-04-03 | 0 | PC
VTS-ADD11204080S-3 | JDZXR-10C 11/v3 0.11/v3kV CL3P/50VA W.TU |  | 121EL-VT | 3GB |  | 12H | COMM | CS03 | Z001 | V |  | F | RM | PD | ZABB | HGQ | 3410121000 | PC |  | 1 | CNXIHE4 | [5 empty] | 1 | 0 | PC | 2015-07-24 | 0 | PC
VTS-ADD11204090S-1 | JDZX17-10R 11kV/rt3:110V/rt3 CL0.5&3P ,5 |  | 121EL-VT | 3GB |  | 12H | COMM | CS03 | Z001 | V |  | F | RM | PD | ZABB | HGQ | 3410121000 | PC |  | 1 | CNXIHE4 | [5 empty] | 1 | 0 | PC | 2012-11-09 | 0 | PC
VTS-ADD11204090S-2 | JDZX17-10R 11/v3 0.11/v3kV CL0.5 & 3P |  | 121EL-VT | 3GB |  | 12H | COMM | CS03 | Z001 | V |  | F | RM | PD | ZABB | HGQ | 3410121000 | PC |  | 1 | CNXIHE4 | [5 empty] | 1 | 0 | PC | 2013-02-25 | 0 | PC
VTS-ADD11204090S-3 | JDZXR-10C 11/v3 0.11/v3kV CL3P&0.5/50VA |  | 121EL-VT | 3GB |  | 12H | COMM | CS03 | Z001 | V |  | F | RM | PD | ZABB | HGQ | 3410121000 | PC |  | 1 | CNXIHE4 | [5 empty] | 1 | 0 | PC | 2014-03-18 | 0 | PC
VTS-ADD11204090S-4 | JDZX17-10R 11/v3 0.11/v3 50VA/0.5(3P) |  | 121EL-VT |  |  | B03 | COMM | CS03 | Z001 | V |  | F | RM | PD | ZABB | HGQ | 3410121000 | PC |  | 1 | CNXIHE4 | [5 empty] | 1 | 0 | PC | 2015-05-08 | 0 | PC
VTS-ADD11204120S-1 | JDZXR-10C 11/rt3;0.11/rt3KV 0.5/50VA |  | 121EL | 3GB |  | 12H | COMM | CS03 | Z001 | V |  | F | RM | PD | ZABB | HGQ | 3410120000 | PC |  | 1 | Y_PPM_01 | [5 empty] | 1 | 0 | PC | 2007-12-04 | 0 | PC
VTS-ADD11205020S-1 | JDZX17-10R 11kV/rt3: 110V/rt3 CL0.5/60VA |  | 121EL-VT | 3GB |  | 12H | COMM | CS03 | Z001 | V |  | F | RM | PD | ZABB | HGQ | 3410121000 | PC |  | 1 | CNXIHE4 | [5 empty] | 1 | 0 | PC | 2013-02-28 | 0 | PC
VTS-ADD11205020S-2 | JDZXR-10C 11kV/rt3: 110V/rt3 CL0.5 / 60V |  | 121EL-VT | 3GB |  | 12H | COMM | CS03 | Z001 | V |  | F | RM | PD | ZABB | HGQ | 3410121000 | PC |  | 1 | CNXIHE4 | [5 empty] | 1 | 0 | PC | 2013-03-21 | 0 | PC
VTS-ADD11208020S-1 | JDZX17-10R 11kV/rt3: 110V/rt3 CL0.5/100 |  | 121EL-VT | 3GB |  | 12H | COMM | CS03 | Z001 | V |  | F | RM | PD | ZABB | HGQ | 3410121000 | PC |  | 1 | CNXIHE4 | [5 empty] | 1 | 0 | PC | 2013-09-18 | 0 | PC
VTS-ADD11208030S-1 | JDZXR-10C 11/v3¦0.11/v3Kv CL:1.0&3P/100 |  | 121EL | 3GB |  | 12H | COMM | CS03 | Z001 | V |  | F | RM | PD | ZABB | HGQ | 3410120000 | PC |  | 1 | Y_PPM_01 | [5 empty] | 1 | 0 | PC | 2007-12-04 | 0 | PC
VTS-ADD11208030S-2 | JDZX13-10R 11/v3¦0.11/v3Kv 1.0/100VA |  | 121EL | 3GB |  | 12H | COMM | CS03 | Z001 | V |  | F | RM | PD | ZABB | HGQ | 3410121000 | PC |  | 1 | CNXIHE4 | [5 empty] | 1 | 0 | PC | 2008-02-29 | 0 | PC
VTS-ADD11208030S-3 | JDZX17-10R 11/v3¦0.11/v3Kv 1.0/100VA |  | 121EL | 3GB |  | 12H | COMM | CS03 | Z001 | V |  | F | RM | PD | ZABB | HGQ | 3410121000 | PC |  | 1 | CNXIHE4 | [5 empty] | 1 | 0 | PC | 2008-02-29 | 0 | PC
VTS-ADD11208030S-4 | JDZXR-10C 11/v3¦0.11/v3Kv CL:1.0&3P/100 |  | 121EL | 3GB |  | 12H | COMM | CS03 | Z001 | V |  | F | RM | PD | ZABB | HGQ | 3410121000 | PC |  | 1 | CNXIHE4 | [5 empty] | 1 | 0 | PC | 2008-11-21 | 0 | PC
VTS-ADD11208030S-5 | JDZX17-10R 11/v3¦0.11/v3KV CL 1.0/100VA |  | 121EL-VT | 3GB |  | 12H | COMM | CS03 | Z001 | V |  | F | RM | PD | ZABB | HGQ | 3410121000 | PC |  | 1 | CNXIHE4 | [5 empty] | 1 | 0 | PC | 2009-02-06 | 0 | PC
VTS-ADD11208030S-6 | JDZXR-10C 11/v3¦0.11/v3KV CL1.0/100VA |  | 121EL-VT | 3GB |  | 12H | COMM | CS03 | Z001 | V |  | F | RM | PD | ZABB | HGQ | 3410121000 | PC |  | 1 | CNXIHE4 | [5 empty] | 1 | 0 | PC | 2009-02-06 | 0 | PC
VTS-ADD11208030S-7 | JDZXR-10C 11/v3¦0.11/v3 KV CL 1.0/100VA |  | 121EL-VT | 3GB |  | 12H | COMM | CS03 | Z001 | V |  | F | RM | PD | ZABB | HGQ | 3410121000 | PC |  | 1 | CNXIHE4 | [5 empty] | 1 | 0 | PC | 2009-04-21 | 0 | PC
VTS-ADD11208030S-8 | JDZX17-10R 11kV/v3 110V/v3 100VA/CL1.0 |  | 121EL-VT | 3GB |  | 12H | COMM | CS03 | Z001 | V |  | F | RM | PD | ZABB | HGQ | 3410121000 | PC |  | 1 | CNDUYAN | [5 empty] | 1 | 0 | PC | 2018-12-03 | 0 | PC
VTS-ADD11208030S-9 | JDZX13-10R 11kV/v3 110V/v3 100VA/CL1.0 |  | 121EL-VT | 3GB |  | 12H | COMM | CS03 | Z001 | V |  | F | RM | PD | ZABB | HGQ | 3410121000 | PC |  | 1 | CNDUYAN | [5 empty] | 1 | 0 | PC | 2018-12-03 | 0 | PC
VTS-ADD1120H0B0S-1 | JDZX17-10R 11kV/rt3: 110V/rt3 CL1.0&3P/ |  | 121EL-VT | 3GB |  | 12H | COMM | CS03 | Z001 | V |  | F | RM | PD | ZABB | HGQ | 3410121000 | PC |  | 1 | CNXIHE4 | [5 empty] | 1 | 0 | PC | 2013-02-26 | 0 | PC
VTS-ADD1122-4423S1 | JDZX17-10R 11/√3/0.11/√3/0.11/3kV |  | 121EL-VT |  |  | 129 | COMM | CS03 | Z001 | V |  | F | RM | PD | ZABB | HGQ | 3410121000 | PC |  | 1 | CNJOCHE21 | [5 empty] | 1 | 0 | PC | 2020-10-29 | 0 | PC
VTS-ADD11224433S-1 | JDZX17-10R 11/v3 0.11/v3 0.11/3kV |  | 121EL-VT | 3GB |  | 12H | COMM | CS03 | Z001 | V |  | F | RM | PD | ZABB | HGQ | 3410121000 | PC |  | 1 | CNXIHE4 | [5 empty] | 1 | 0 | PC | 2014-05-14 | 0 | PC
VTS-ADD11224433S-2 | JDZX13-10R 11/v3 0.11/v3 0.11/3kV |  | 121EL-VT | 3GB |  | 12H | COMM | CS03 | Z001 | V |  | F | RM | PD | ZABB | HGQ | 3410121000 | PC |  | 1 | CNXIHE4 | [5 empty] | 1 | 0 | PC | 2014-05-14 | 0 | PC
VTS-ADD1122HH33S-1 | JDZX13-10R 11/v3¦.11/v3¦0.11/3KV 1.0/3P |  | 121EL | 3GB |  | 12H | COMM | CS03 | Z001 | V |  | F | RM | PD | ZABB | HGQ | 3410121000 | PC |  | 1 | CNXIHE4 | [5 empty] | 1 | 0 | PC | 2008-03-05 | 0 | PC
VTS-ADD1124-II13S1 | JDZX17-10R 11/V3Kv;0.11/V3 kV;0.11/V3 kV |  | 121EL-VT | 3GD |  | 12H | COMM | CS03 | Z001 | V |  | F | RM | PD | ZABB | HGQ | 3410121000 | PC |  | 1 | CNJOCHE21 | [5 empty] | 1 | 0 | PC | 2021-04-07 | 0 | PC
VTS-ADD11242223S-1 | JDZXR-10C 11kV/rt3: 110V/rt3: 110V/rt3 |  | 121EL-VT | 3GB |  | 12H | COMM | CS03 | Z001 | V |  | F | RM | PD | ZABB | HGQ | 3410121000 | PC |  | 1 | CNXIHE4 | [5 empty] | 1 | 0 | PC | 2012-11-07 | 0 | PC
VTS-ADD11244423S-1 | JDZX17-10R 11/√3/0.11/√3/0.11/√3kV |  | 121EL-VT | 3GB |  | 12H | COMM | CS03 | Z001 | V |  | F | RM | PD | ZABB | HGQ | 3410121000 | PC |  | 1 | CNDUYAN | [5 empty] | 1 | 0 | PC | 2020-11-02 | 0 | PC
VTS-ADD1124H423S-1 | JDZX17-10R 11/rt3 0.11/rt3 0.11/rt3 kV |  | 121EL-VT | 3GB |  | 12H | COMM | CS03 | Z001 | V |  | F | RM | PD | ZABB | HGQ | 3410121000 | PC |  | 1 | T_GUIHUA_YE | [5 empty] | 1 | 0 | PC | 2015-10-20 | 0 | PC
VTS-ADD1124HH23S-1 | JDZXR-10C 11kV/rt3: 110V/rt3: 110V/rt3 W |  | 121EL-VT | 3GB |  | 12H | COMM | CS03 | Z001 | V |  | F | RM | PD | ZABB | HGQ | 3410121000 | PC |  | 1 | T_GUIHUA_YE | [5 empty] | 1 | 0 | PC | 2012-04-06 | 0 | PC
VTS-ADD1124HH23S-2 | JDZX17-10R 11/rt3: 0.11/rt3: 0.11/rt3 kV |  | 121EL-VT | 3GB |  | 12H | COMM | CS03 | Z001 | V |  | F | RM | PD | ZABB | HGQ | 3410121000 | PC |  | 1 | CNXIHE4 | [5 empty] | 1 | 0 | PC | 2012-11-23 | 0 | PC
VTS-ADD1124HH23S-3 | JDZXR-10C 11kV/rt3: 110V/rt3: 110V/rt3 |  | 121EL-VT | 3GB |  | 12H | COMM | CS03 | Z001 | V |  | F | RM | PD | ZABB | HGQ | 3410121000 | PC |  | 1 | CNXIHE4 | [5 empty] | 1 | 0 | PC | 2013-01-31 | 0 | PC
VTS-ADD33204020S-1 | JDZX11-35R 33/v3 0.11/v3kV CL0.5/50VA |  | 121EL-VT | 3GB |  | 12H | COMM | CS03 | Z001 | V |  | F | RM | PD | ZABB | HGQ | 3410121000 | PC |  | 1 | CNXIHE4 | [5 empty] | 1 | 0 | PC | 2013-12-25 | 0 | PC
VTS-ADD33204020S-2 | JDZXR-3C 3.3/v3 0.11/v3kV,CL0.5/50VA |  | 121EL-VT | 3GB |  | 12H | COMM | CS03 | Z001 | V |  | F | RM | PD | ZABB | HGQ | 3410121000 | PC |  | 1 | CNXIHE4 | [5 empty] | 1 | 0 | PC | 2014-06-10 | 0 | PC
VTS-ADD33208P20S-1 | JDZX11-35R 33/v3 0.11/v3 0.1VA/0.5 |  | 121EL-VT | 3GB |  | 12H | COMM | CS03 | Z001 | V |  | F | RM | PD | ZABB | HGQ | 3410121000 | PC |  | 1 | T_GUIHUA_YE | [5 empty] | 1 | 0 | PC | 2011-11-14 | 0 | PC
VTS-ADD3322-4H64-1 | JDZX11-35W 33/v3¦0.11/v3¦0.11/v3,50VA/0. |  | 121EL-VT | 3GB |  | 12H | COMM | CS03 | Z001 | V |  | F | RM | PD | ZABB | HGQ | 3410121000 | PC |  | 1 | CNXIHE4 | [5 empty] | 1 | 0 | PC | 2009-12-07 | 0 | PC
VTS-ADD33224423S-2 | JDZX11-35R 33/rt3 : 0.11/rt3 : 0.11/3kV |  | 121EL-VT | 3GB |  | 12H | COMM | CS03 | Z001 | V |  | F | RM | PD | ZABB | HGQ | 3410121000 | PC |  | 1 | CNXIHE4 | [5 empty] | 1 | 0 | PC | 2012-03-06 | 0 | PC
VTS-ADD42204020S-1 | JDZX15-20R 22/v3 0.11/v3 kV CL0.5 /50VA, |  | 121EL-VT |  |  | B03 | COMM | CS03 | Z001 | V |  | F | RM | PD | ZABB | HGQ | 3410121000 | PC |  | 1 | CNXIHE4 | [5 empty] | 1 | 0 | PC | 2015-06-15 | 0 | PC
VTS-ADD44204020S-1 | JDZX15-20 22/v3 0.11/v3 kV CL0.5 /50VA |  | 121EL-VT |  |  | B03 | COMM | CS03 | Z001 | V |  | F | RM | PD | ZABB | HGQ | 3410121000 | PC |  | 1 | CNXIHE4 | [5 empty] | 1 | 0 | PC | 2015-06-19 | 0 | PC
VTS-ADD44204030S-1 | JDZXR-10C 13.8/v3 0.11/v3kV CL1/50VA |  | 121EL-VT | 3GB |  | 12H | COMM | CS03 | Z001 | V |  | F | RM | PD | ZABB | HGQ | 3410121000 | PC |  | 1 | CNXIHE4 | [5 empty] | 1 | 0 | PC | 2014-03-27 | 0 | PC
VTS-ADD44208030S-1 | JDZXR-10C 13.8kV/rt3:110V/rt3;CL1.0 /100 |  | 121EL-VT | 3GB |  | 12H | COMM | CS03 | Z001 | V |  | F | RM | PD | ZABB | HGQ | 3410121000 | PC |  | 1 | T_GUIHUA_YE | [5 empty] | 1 | 0 | PC | 2011-09-29 | 0 | PC
VTS-ADD4424HH2BS-1 | JDZX13-15R 13.8/v3¦.11/v3¦.11/v3KV 0.5/0 |  | 121EL | 3GB |  | 12H | COMM | CS03 | Z001 | V |  | F | RM | PD | ZABB | HGQ | 3410121000 | PC |  | 1 | CNXIHE4 | [5 empty] | 1 | 0 | PC | 2008-10-27 | 0 | PC
VTS-ADG0720-8020S1 | JDZXR22-6C1 6.6/√3/0.11/√3kV |  | 121EL-VT | 3GB |  | 12H | COMM | CS03 | Z001 | V |  | F | RM | PD | ZABB | HGQ | 3410121000 | PC |  | 1 | CNJOCHE21 | [5 empty] | 1 | 0 | PC | 2021-03-23 | 0 | PC
VTS-ADG1120-8020S1 | JDZXR22-10C1 11kV/v3: 0.11kV/v3 |  | 121EL-VT | 3GB |  | 12H | COMM | CS03 | Z001 | V |  | F | RM | PD | ZABB | HGQ | 3410121000 | PC |  | 1 | CNJOCHE21 | [5 empty] | 1 | 0 | PC | 2021-03-04 | 0 | PC
VTS-ADG1120-H090S1 | JDZXR22-10C1 11/√3/0.11/√3kV 0.5&3P 25VA |  | 121EL-VT | 3GB |  | 12H | COMM | CS03 | Z001 | V |  | F | RM | PD | ZABB | HGQ | 3410121000 | PC |  | 1 | CNJOCHE21 | [5 empty] | 1 | 0 | PC | 2020-09-30 | 0 | PC
VTS-ADG11222H44183 | JDZX23-10 11/√3kV 0.11/√3 0.11/√3 0.11/3 |  | 121EL-VT | 3GB |  | B12 | COMM | CS03 | Z001 | V |  | F | RM | PD | ZABB | HGQ | 3410121000 | PC |  | 1 | CNGELI3 | [5 empty] | 1 | 0 | PC | 2018-10-16 | 0 | PC
VTS-ADG1124-4423S1 | JDZXR22-10C1 11kV/v3: 0.11kV/v3: 0.11kV/ |  | 121EL-VT | 3GB |  | 12H | COMM | CS03 | Z001 | V |  | F | RM | PD | ZABB | HGQ | 3410121000 | PC |  | 1 | CNJOCHE21 | [5 empty] | 1 | 0 | PC | 2021-04-29 | 0 | PC
VTS-ADG4220-80A0-1 | JDZX26-20 22/v3 0.11/v3 kV CL0.5M＆1P/100 |  | 121EL-VT | 3GB |  | B12 | COMM | CS03 | Z001 | V |  | F | RM | PD | ZABB | HGQ | 3410121000 | PC |  | 1 | CNXIHE4 | [5 empty] | 1 | 0 | PC | 2017-12-27 | 0 | PC
VTS-ADT1120H050S-1 | URED2-10 11/v3¦.11/v3KV CL1M(1P)/25VA |  | 121EL | 3GB |  | S52 | COMM | CS03 | Z001 | V |  | F | RM | PD | ZABB | HGQ | 3410121000 | PC |  | 1 | CNXIHE4 | [5 empty] | 1 | 0 | PC | 2008-10-21 | 0 | PC
VTS-ADT1120H070S-1 | URED2-10 11/v3¦.11/v3KV CL0.2M/25VA |  | 121EL | 3GB |  | S52 | COMM | CS03 | Z001 | V |  | F | RM | PD | ZABB | HGQ | 3410121000 | PC |  | 1 | CNXIHE4 | [5 empty] | 1 | 0 | PC | 2008-10-21 | 0 | PC
VTS-AT-D1122-LI23S | JDZX17-10R 11/v3 0.11/v3 0.11/3 kV |  | 121EL-VT |  |  | 129 | COMM | CS03 | Z001 | V |  | F | RM | PD | ZABB | HGQ | 3410121000 | PC |  | 1 | CNADDEN | [5 empty] | 1 | 0 | PC | 2020-09-22 | 0 | PC
VTS-D0310-D040S | JDZXR-3C 3.0/300VA W. TUBE |  | 121EL-VT | 3GB |  | 12H | COMM | CS03 | Z001 | V |  | F | RM | PD | ZABB | HGQ | 3410121000 | PC |  | 1 | CNSOLIN2 | [5 empty] | 1 | 0 | PC | 2015-10-22 | 0 | PC
VTS-D0311-4421S | JDZXR-3C 3/v3 0.1/v3 0.1/3kV |  | 121EL-VT |  |  | B03 | COMM | CS03 | Z001 | V |  | F | RM | PD | ZABB | HGQ | 3410121000 | PC |  | 1 | CNXIHE4 | [5 empty] | 1 | 0 | PC | 2016-12-22 | 0 | PC
VTS-D0311-4423S | JDZXR-3C 3/v3¦.1/v3¦.1/3kV,50VA/0.5,50VA |  | 121EL | 3GB |  | 12H | COMM | CS03 | Z001 | V |  | F | EL | PD | ZABB | HGQ | 3410120000 | PC |  | 1 | Y_PPM_01 | [5 empty] | 1 | 0 | PC | 2007-12-04 | 0 | PC
VTS-D0311-4423S-1 | JDZX10-3C1 3/v3¦.1/v3¦.1/3kV 0.5/3P |  | 121EL | 3GB |  | 12H | COMM | CS03 | Z001 | V |  | F | RM | PD | ZABB | HGQ | 3410120000 | PC |  | 1 | Y_PPM_01 | [5 empty] | 1 | 0 | PC | 2007-12-04 | 0 | PC
VTS-D0311-4423S-2 | JDZX17-3R 3/v3 0.1/v3 0.1/3kV CL0.5/3P |  | 121EL-VT | 3GB |  | 12H | COMM | CS03 | Z001 | V |  | F | RM | PD | ZABB | HGQ | 3410121000 | PC |  | 1 | CNXIHE4 | [5 empty] | 1 | 0 | PC | 2015-01-23 | 0 | PC
VTS-D0311-4491 | JDZX10-3C1 3000/v3 100/v3 100/3V |  | 121EL-VT | 3GB |  | 12H | COMM | CS03 | Z001 | V |  | F | RM | PD | ZABB | HGQ | 3410121000 | PC |  | 1 | CNGELI3 | [5 empty] | 1 | 0 | PC | 2019-08-05 | 0 | PC
VTS-D0311-4821 | JDZX17-3 3000/v3 100/v3 100/3V CL0.5/6P |  | 121EL-VT | 3GB |  | 12H | COMM | CS03 | Z001 | V |  | F | RM | PD | ZABB | HGQ | 3410121000 | PC |  | 1 | CNXIHE4 | [5 empty] | 1 | 0 | PC | 2013-06-17 | 0 | PC
VTS-D0311-4823 | JDZX11-35W 30/v3¦.1/v3¦0.1/3kV 50/100 |  | 121EL | 3GB |  | 12H | COMM | CS03 | Z001 | V |  | F | EL | PD | ZABB | HGQ | 3410120000 | PC |  | 1 | Y_PPM_01 | [5 empty] | 1 | 0 | PC | 2007-12-04 | 0 | PC
VTS-D0311-4823S | JDZX11-35R 30/v3¦.1/v3¦0.1/3kV 50/100 |  | 121EL | 3GB |  | 12H | COMM | CS03 | Z001 | V |  | F | EL | PD | ZABB | HGQ | 3410120000 | PC |  | 1 | Y_PPM_01 | [5 empty] | 1 | 0 | PC | 2007-12-04 | 0 | PC
VTS-D0311-5423S | JDZXR-3C 3/v3¦.1/v3¦.1/3kV,60VA/0.5,50VA |  | 121EL | 3GB |  | 12H | COMM | CS03 | Z001 | V |  | F | EL | PD | ZABB | HGQ | 3410120000 | PC |  | 1 | Y_PPM_01 | [5 empty] | 1 | 0 | PC | 2007-12-04 | 0 | PC
VTS-D0311-8433S | JDZXR-3C 100/50VA CL1.0/3P W. TUBE |  | 121EL | 3GB |  | 12H | COMM | CS03 | Z001 | V |  | F | EL | PD | ZABB | HGQ | 3410120000 | PC |  | 1 | Y_PPM_01 | [5 empty] | 1 | 0 | PC | 2007-12-04 | 0 | PC
VTS-D0311-H413 | JDZX10-3C1 3/v3¦.1/v3¦.1/3kV,25VA/0.2,50 |  | 121EL | 3GB |  | 12H | COMM | CS03 | Z001 | V |  | F | EL | PD | ZABB | HGQ | 3410120000 | PC |  | 1 | Y_PPM_01 | [5 empty] | 1 | 0 | PC | 2007-12-04 | 0 | PC
VTS-D0311-I413S | JDZXR-3C 3/v3 0.1/v3 0.1/3kV |  | 121EL-VT | 3GB |  | 12H | COMM | CS03 | Z001 | V |  | F | RM | PD | ZABB | HGQ | 3410121000 | PC |  | 1 | CNXIHE4 | [5 empty] | 1 | 0 | PC | 2011-08-24 | 0 | PC
VTS-D0311-I413S-1 | JDZX17-3R 3000/v3 100/v3 100/3V |  | 121EL-VT | 3GB |  | 12H | COMM | CS03 | Z001 | V |  | F | RM | PD | ZABB | HGQ | 3410121000 | PC |  | 1 | CNXIHE4 | [5 empty] | 1 | 0 | PC | 2011-08-24 | 0 | PC
VTS-D0411-3813S | JDZX11-35R 33/v3¦0.1/v3¦0.1/3kV,45VA/0.2 |  | 121EL | 3GB |  | 12H | COMM | CS03 | Z001 | V |  | F | EL | PD | ZABB | HGQ | 3410120000 | PC |  | 1 | Y_PPM_01 | [5 empty] | 1 | 0 | PC | 2007-12-04 | 0 | PC
VTS-D0411-4423 | JDZX10-3C1 3.3/v3¦.1/v3¦0.1/3KV 50VA 0.5 |  | 121EL | 3GB |  | 12H | COMM | CS03 | Z001 | V |  | F | RM | PD | ZABB | HGQ | 3410120000 | PC |  | 1 | Y_PPM_01 | [5 empty] | 1 | 0 | PC | 2007-12-04 | 0 | PC
VTS-D0411-4423S | JDZXR-3C 3.3/v3¦.1/v3¦.1/3kV,50VA/0.5,50 |  | 121EL | 3GB |  | 12H | COMM | CS03 | Z001 | V |  | F | RM | PD | ZABB | HGQ | 3410120000 | PC |  | 1 | Y_PPM_01 | [5 empty] | 1 | 0 | PC | 2007-12-04 | 0 | PC
VTS-D0411-5423 | JDZX10-3C1 3.3/v3¦.1/v3¦.1/3kV,60VA/0.5, |  | 121EL | 3GB |  | 12H | COMM | CS03 | Z001 | V |  | F | EL | PD | ZABB | HGQ | 3410120000 | PC |  | 1 | Y_PPM_01 | [5 empty] | 1 | 0 | PC | 2007-12-04 | 0 | PC
VTS-D0411-5423S | JDZXR-3C 60/50VA 0.5/3P W. TUBE |  | 121EL | 3GB |  | 12H | COMM | CS03 | Z001 | V |  | F | EL | PD | ZABB | HGQ | 3410120000 | PC |  | 1 | Y_PPM_01 | [5 empty] | 1 | 0 | PC | 2007-12-04 | 0 | PC
VTS-D042-83S | JDZXR-10C 100VA CL1.0 W.TUBE F.AU. |  | 121EL | 3GB |  | 12H | COMM | CS03 | Z001 | V |  | F | EL | PD | ZABB | HGQ | 3410120000 | PC |  | 1 | Y_PPM_01 | [5 empty] | 1 | 0 | PC | 2007-12-04 | 0 | PC
VTS-D0420-4010 | JDZX11-35W 33/v3¦.11/v3kV,50VA/1.0 |  | 121EL | 3GB |  | 12H | COMM | CS03 | Z001 | V |  | F | RM | PD | ZABB | HGQ | 3410120000 | PC |  | 1 | Y_PPM_01 | [5 empty] | 1 | 0 | PC | 2007-12-04 | 0 | PC
VTS-D0420-4020 | JDZX10-3C1 3.3/v3¦.11/v3kV 50VA 0.5 F.AU |  | 121EL | 3GB |  | 12H | COMM | CS03 | Z001 | V |  | F | EL | PD | ZABB | HGQ | 3410120000 | PC |  | 1 | Y_PPM_01 | [5 empty] | 1 | 0 | PC | 2007-12-04 | 0 | PC
VTS-D0420-4020S | JDZXR-3C 50VA CL0.5P W. TUBE F.AU. |  | 121EL | 3GB |  | 12H | COMM | CS03 | Z001 | V |  | F | EL | PD | ZABB | HGQ | 3410120000 | PC |  | 1 | Y_PPM_01 | [5 empty] | 1 | 0 | PC | 2007-12-04 | 0 | PC
VTS-D0420-8020S | JDZX11-35R 33/v3¦.11/v3kV,100VA/0.5 W. T |  | 121EL | 3GB |  | 12H | COMM | CS03 | Z001 | V |  | F | EL | PD | ZABB | HGQ | 3410120000 | PC |  | 1 | Y_PPM_01 | [5 empty] | 1 | 0 | PC | 2007-12-04 | 0 | PC
VTS-D0420-8030 | JDZX10-3C1 3.3/v3¦.11/v3kV 100VA 1. F.AU |  | 121EL | 3GB |  | 12H | COMM | CS03 | Z001 | V |  | F | EL | PD | ZABB | HGQ | 3410120000 | PC |  | 1 | Y_PPM_01 | [5 empty] | 1 | 0 | PC | 2007-12-04 | 0 | PC
VTS-D0420-8030S | JDZXR-3C 100VA CL1.0 W. TUBE F.AU. |  | 121EL | 3GB |  | 12H | COMM | CS03 | Z001 | V |  | F | EL | PD | ZABB | HGQ | 3410120000 | PC |  | 1 | Y_PPM_01 | [5 empty] | 1 | 0 | PC | 2007-12-04 | 0 | PC
VTS-D0420-8090S | JDZXR-3C 3.3/v3 .11/v3,100VA/0.5(3P) |  | 121EL-VT |  |  | 129 | COMM | CS03 | Z001 | V |  | F | RM | PD | ZABB | HGQ | 3410121000 | PC |  | 1 | CNGELI3 | [5 empty] | 1 | 0 | PC | 2019-10-14 | 0 | PC
VTS-D0422-5423S | JDZXR-3C 60/50VA 0.5/3P W. TUBE |  | 121EL | 3GB |  | 12H | COMM | CS03 | Z001 | V |  | F | EL | PD | ZABB | HGQ | 3410120000 | PC |  | 1 | Y_PPM_01 | [5 empty] | 1 | 0 | PC | 2007-12-04 | 0 | PC
VTS-D0422-8823S | JDZX17-3R 3.3/v3¦0.11/V3¦0.11/3KV 0.5/3P |  | 121EL | 3GB |  | 12H | COMM | CS03 | Z001 | V |  | F | EL | PD | ZABB | HGQ | 3410120000 | PC |  | 1 | Y_PPM_01 | [5 empty] | 1 | 0 | PC | 2007-12-04 | 0 | PC
VTS-D061-43S | JDZX17-6R 6/v3 .1/v3kv 50/0.5 |  | 121EL-VT |  |  | B03 | COMM | CS03 | Z001 | V |  | F | RM | PD | ZABB | HGQ | 3410121000 | PC |  | 1 | CNSOLIN2 | [5 empty] | 1 | 0 | PC | 2015-02-04 | 0 | PC
VTS-D0610-1030S | JDZX17-6R 6000/v3 100/v3 , 15VA/3P |  | 121EL-VT | 3GB |  | 12H | COMM | CS03 | Z001 | V |  | F | RM | PD | ZABB | HGQ | 3410121000 | PC |  | 1 | CNXIHE4 | [5 empty] | 1 | 0 | PC | 2013-07-09 | 0 | PC
VTS-D0610-2020S | JDZXR-6C 6000/v3 100/v3,30VA/CL0.5 |  | 121EL-VT | 3GB |  | 12H | COMM | CS03 | Z001 | V |  | F | RM | PD | ZABB | HGQ | 3410121000 | PC |  | 1 | CNXIHE4 | [5 empty] | 1 | 0 | PC | 2013-07-03 | 0 | PC
VTS-D0610-20Q0S | JDZX17-6R 6/v3 0.1/v3KV,30VA/3P(0.2) |  | 121EL-VT | 3GB |  | 12H | COMM | CS03 | Z001 | V |  | F | RM | PD | ZABB | HGQ | 3410121000 | PC |  | 1 | CNDUYAN | [5 empty] | 1 | 0 | PC | 2020-11-13 | 0 | PC
VTS-D0610-4020 | JDZX10-6C1 6/v3.1/v3kV,50VA/0.5 |  | 121EL-VT | 3GB |  | 12H | COMM | CS03 | Z001 | V |  | F | RM | PD | ZABB | HGQ | 3410121000 | PC |  | 1 | T_GUIHUA_YE | [5 empty] | 1 | 0 | PC | 2011-09-30 | 0 | PC
VTS-D0610-4020S | JDZXR-6C 6/v3¦.1/v3kV,50VA/0.5 |  | 121EL | 3GB |  | 12H | COMM | CS03 | Z001 | V |  | F | EL | PD | ZABB | HGQ | 3410120000 | PC |  | 1 | Y_PPM_01 | [5 empty] | 1 | 0 | PC | 2007-12-04 | 0 | PC
VTS-D0610-4020S-1 | JDZX17-6R 6/v3¦.1/v3kV 0.5/50VA |  | 121EL-VT | 3GB |  | 12H | COMM | CS03 | Z001 | V |  | F | RM | PD | ZABB | HGQ | 3410121000 | PC |  | 1 | CNXIHE4 | [5 empty] | 1 | 0 | PC | 2009-08-03 | 0 | PC
VTS-D0610-4020S-NP | JDZXR-6C 6/v3 0.1/v3kV 50VA/CL0.5 |  | 121EL-VT | 3GB |  | 12H | COMM | CS03 | Z001 | V |  | F | RM | PD | ZABB | HGQ | 3410121000 | PC |  | 1 | CNXIHE4 | [5 empty] | 1 | 0 | PC | 2015-03-20 | 0 | PC
VTS-D0610-40Q0S | JDZX17-6R 6/v3 0.1/v3KV,50VA/3P(0.2) |  | 121EL-VT | 3GB |  | 12H | COMM | CS03 | Z001 | V |  | F | RM | PD | ZABB | HGQ | 3410121000 | PC |  | 1 | CNDUYAN | [5 empty] | 1 | 0 | PC | 2020-11-04 | 0 | PC
VTS-D0610-42 | JDZX10-6C2G-N 6/v3 .1/v3kV 0.5 |  | 121EL-VT | 3GD |  | 12H | COMM | CS03 | Z001 | V |  | F | RM | PD | ZABB | HGQ | 3410121000 | PC |  | 1 | CNMAZHA43 | [5 empty] | 1 | 0 | PC | 2019-08-02 | 0 | PC
VTS-D0610-5020-NP | JDZXR-6C 6000/v3 100/v3 ，60VA/0.5 |  | 121EL-VT | 3GB |  | 12H | COMM | CS03 | Z001 | V |  | F | RM | PD | ZABB | HGQ | 3410121000 | PC |  | 1 | CNXIHE4 | [5 empty] | 1 | 0 | PC | 2011-12-06 | 0 | PC
VTS-D0610-80180S | JDZXR-6C 6000/v3 100/v3 |  | 121EL-VT | 3GB |  | 12H | COMM | CS03 | Z001 | V |  | F | RM | PD | ZABB | HGQ | 3410121000 | PC |  | 1 | CNJOCHE21 | [5 empty] | 1 | 0 | PC | 2021-11-08 | 0 | PC
VTS-D0610-8020 | JDZX11-6 6/v3¦.1/v3kV 0.5/100VA |  | 121EL |  |  | 12Q | COMM | CS03 | Z001 | V |  | F | RM | PD | ZABB | HGQ | 3410120000 | PC |  | 1 | Y_PPM_01 | [5 empty] | 1 | 0 | PC | 2007-12-04 | 0 | PC
VTS-D0610-8020S | JDZX17-6R 6/v3 .1/v3kV 0.5/100VA |  | 121EL | 3GB |  | 12H | COMM | CS03 | Z001 | V |  | F | RM | PD | ZABB | HGQ | 3410120000 | PC |  | 1 | Y_PPM_01 | [5 empty] | 1 | 0 | PC | 2007-12-04 | 0 | PC
VTS-D0610-I080S-NP | JDZX17-6R 6000/v3 100/v3V 20VA/3P |  | 121EL-VT | 3GB |  | 12H | COMM | CS03 | Z001 | V |  | F | RM | PD | ZABB | HGQ | 3410121000 | PC |  | 1 | CNXIHE4 | [5 empty] | 1 | 0 | PC | 2011-09-06 | 0 | PC
VTS-D0611-1411 | JDZX10-6C1 15/50VA CL0.2/6P |  | 121EL | 3GB |  | 12H | COMM | CS03 | Z001 | V |  | F | RM | PD | ZABB | HGQ | 3410120000 | PC |  | 1 | Y_PPM_01 | [5 empty] | 1 | 0 | PC | 2007-12-04 | 0 | PC
VTS-D0611-1813 | JDZX17-6 6/v3 0.1/v3 0.1/3kV |  | 121EL-VT | 3GB |  | 12H | COMM | CS03 | Z001 | V |  | F | RM | PD | ZABB | HGQ | 3410121000 | PC |  | 1 | CNJOCHE21 | [5 empty] | 1 | 0 | PC | 2021-11-08 | 0 | PC
VTS-D0611-2213S | JDZX17-6R 6/v3 0.1/v3 0.1/3kV |  | 121EL-VT | 3GB |  | 12H | COMM | CS03 | Z001 | V |  | F | RM | PD | ZABB | HGQ | 3410121000 | PC |  | 1 | CNXIHE4 | [5 empty] | 1 | 0 | PC | 2016-06-22 | 0 | PC
VTS-D0611-2283S | JDZXR-6C 6/v3 0.1/v3 0.1/3kV |  | 121EL-VT | 3GB |  | B03 | COMM | CS03 | Z001 | V |  | F | RM | PD | ZABB | HGQ | 3410121000 | PC |  | 1 | CNSHZEN2 | [5 empty] | 1 | 0 | PC | 2016-11-03 | 0 | PC
VTS-D0611-2411 | JDZX10-6C1 6/v3 .1/v3 .1/3kV |  | 121EL-VT | 3GB |  | 12H | COMM | CS03 | Z001 | V |  | F | RM | PD | ZABB | HGQ | 3410121000 | PC |  | 1 | CNDUYAN | [5 empty] | 1 | 0 | PC | 2020-05-12 | 0 | PC
VTS-D0611-2411-1 | JDZX10-6C1 6/v3 .1/v3 .1/3kV, 0.2/6P |  | 121EL-VT | 3GB |  | 12H | COMM | CS03 | Z001 | V |  | F | RM | PD | ZABB | HGQ | 3410121000 | PC |  | 1 | CNDUYAN | [5 empty] | 1 | 0 | PC | 2020-07-27 | 0 | PC
VTS-D0611-2411S | JDZX17-6R 6000/v3 100/v3 100/3V CL0.2/6P |  | 121EL-VT | 3GB |  | 12H | COMM | CS03 | Z001 | V |  | F | RM | PD | ZABB | HGQ | 3410121000 | PC |  | 1 | CNDUYAN | [5 empty] | 1 | 0 | PC | 2020-05-12 | 0 | PC
VTS-D0611-2411S-1 | JDZXR-6C 6.3/v3 0.1/v3 0.1/3kV 0.2/6P |  | 121EL-VT | 3GB |  | 12H | COMM | CS03 | Z001 | V |  | F | RM | PD | ZABB | HGQ | 3410121000 | PC |  | 1 | CNADDEN | [5 empty] | 1 | 0 | PC | 2020-08-21 | 0 | PC
VTS-D0611-2413S | JDZX17-6R 6/v3 0.1/v3 0.1/3kV |  | 121EL-VT | 3GB |  | 12H | COMM | CS03 | Z001 | V |  | F | RM | PD | ZABB | HGQ | 3410121000 | PC |  | 1 | CNDUYAN | [5 empty] | 1 | 0 | PC | 2020-09-16 | 0 | PC
VTS-D0611-2421 | JDZX10-6C 6/√3/0.1/√3/0.1/3KV |  | 26XEL | 3GB |  | 129 | COMM | CS03 | Z001 | V |  | F |  | PD | ZABB | HGC | 3410121000 | PC |  | 1 | Y_PPM_01 |  |  |  | PTS-D0611-2421 |  | 1 | 0 | PC | 2007-12-04 | 0 | PC
VTS-D0611-2421-1 | JDZX10-6C2G-N 6/v3 .1/v3 .1/3kV 0.5/6P |  | 121EL-VT | 3GB |  | 12H | COMM | CS03 | Z001 | V |  | F | RM | PD | ZABB | HGQ | 3410121000 | PC |  | 1 | T_GUIHUA_YE | [5 empty] | 1 | 0 | PC | 2012-08-21 | 0 | PC
VTS-D0611-2421-2 | JDZX10-6C1G-N 6000/v3 100/v3 100/3 V |  | 121EL-VT | 3GB |  | 12H | COMM | CS03 | Z001 | V |  | F | RM | PD | ZABB | HGQ | 3410121000 | PC |  | 1 | CNGELI3 | [5 empty] | 1 | 0 | PC | 2019-08-01 | 0 | PC
VTS-D0611-2421-3 | JDZX10-6C1 6000/v3 100/v3 100/3V |  | 121EL-VT | 3GB |  | 12H | COMM | CS03 | Z001 | V |  | F | RM | PD | ZABB | HGQ | 3410121000 | PC |  | 1 | CNGELI3 | [5 empty] | 1 | 0 | PC | 2020-01-03 | 0 | PC
VTS-D0611-2421S | JDZX17-6R 6/v3 .1/v3 .1/3kV |  | 121EL-VT | 3GB |  | 12H | COMM | CS03 | Z001 | V |  | F | RM | PD | ZABB | HGQ | 3410121000 | PC |  | 1 | CNMAZHA43 | [5 empty] | 1 | 0 | PC | 2019-05-21 | 0 | PC
VTS-D0611-2423 | JDZX10-6N 6/v3¦.1/v3¦.1kV,30VA/0.5;50VA/ |  | 121EL | 3GB |  | 12H | COMM | CS03 | Z001 | V |  | F | EL | PD | ZABB | HGQ | 3410120000 | PC |  | 1 | Y_PPM_01 | [5 empty] | 1 | 0 | PC | 2007-12-04 | 0 | PC
VTS-D0611-2423-1 | JDZX16-6N 6/v3¦.1/v3¦.1kV,30VA/0.5;50VA/ |  | 121EL-VT | 3GB |  | 12H | COMM | CS03 | Z001 | V |  | F | RM | PD | ZABB | HGQ | 3410121000 | PC |  | 1 | CNXIHE4 | [5 empty] | 1 | 0 | PC | 2010-03-30 | 0 | PC
VTS-D0611-2423-2 | JDZX10-6C1G-N 6000/v3 100/v3 100/3 V |  | 121EL-VT | 3GB |  | 12H | COMM | CS03 | Z001 | V |  | F | RM | PD | ZABB | HGQ | 3410121000 | PC |  | 1 | CNXIHE4 | [5 empty] | 1 | 0 | PC | 2011-07-22 | 0 | PC
VTS-D0611-2423-3 | JDZX10-6C2G-N 6/v3 .1/v3 .1/3kV 0.5/3P |  | 121EL-VT | 3GB |  | 12H | COMM | CS03 | Z001 | V |  | F | RM | PD | ZABB | HGQ | 3410121000 | PC |  | 1 | CNXIHE4 | [5 empty] | 1 | 0 | PC | 2012-12-03 | 0 | PC
VTS-D0611-2423-4 | JDZX10-6C1 6/v3 0.1/v3 0.1/3 kV CL0.5/30 |  | 121EL-VT | 3GB |  | 12H | COMM | CS03 | Z001 | V |  | F | RM | PD | ZABB | HGQ | 3410121000 | PC |  | 1 | T_GUIHUA_YE | [5 empty] | 1 | 0 | PC | 2015-03-09 | 0 | PC
VTS-D0611-2423-5 | JDZX10-6C1 6/v3 0.1/v3 0.1/3 kV |  | 121EL-VT | 3GB |  | 12H | COMM | CS03 | Z001 | V |  | F | RM | PD | ZABB | HGQ | 3410121000 | PC |  | 1 | CNJOCHE21 | [5 empty] | 1 | 0 | PC | 2021-09-17 | 0 | PC
VTS-D0611-2423S | JDZX17-6R 6/v3 .1/v3 .1/3kV |  | 121EL-VT | 3GB |  | 12H | COMM | CS03 | Z001 | V |  | F | RM | PD | ZABB | HGQ | 3410121000 | PC |  | 1 | CNSOLIN2 | [5 empty] | 1 | 0 | PC | 2015-05-13 | 0 | PC
VTS-D0611-2523S | JDZXR-6C 6/v3¦.1/v3¦.1/3kV,30VA/CL 0.5 |  | 121EL-VT | 3GB |  | 12H | COMM | CS03 | Z001 | V |  | F | RM | PD | ZABB | HGQ | 3410121000 | PC |  | 1 | CNNEWAN | [5 empty] | 1 | 0 | PC | 2013-01-15 | 0 | PC
VTS-D0611-2811S | JDZXR-6C 6000/v3 100/v3 100/3V CL0.2/6P |  | 121EL-VT |  |  | B03 | COMM | CS03 | Z001 | V |  | F | RM | PD | ZABB | HGQ | 3410121000 | PC |  | 1 | CNXIHE4 | [5 empty] | 1 | 0 | PC | 2013-04-17 | 0 | PC
VTS-D0611-2813S | JDZX17-6R 6000/v3 100/v3 100/3V 30VA/0.2 |  | 121EL-VT | 3GB |  | 12H | COMM | CS03 | Z001 | V |  | F | RM | PD | ZABB | HGQ | 3410121000 | PC |  | 1 | CNXIHE4 | [5 empty] | 1 | 0 | PC | 2011-03-03 | 0 | PC
VTS-D0611-2823 | JDZX10-6C1 6/v3 0.1/v3 0.1/3kV CL0.5/3P |  | 121EL-VT | 3GB |  | 12H | COMM | CS03 | Z001 | V |  | F | RM | PD | ZABB | HGQ | 3410121000 | PC |  | 1 | CNSOLIN2 | [5 empty] | 1 | 0 | PC | 2014-09-11 | 0 | PC
VTS-D0611-2823-1 | JDZX12-6CQ 6/v3 0.1/v3 0.1/3kV |  | 121EL-VT | 3GB |  | 12H | COMM | CS03 | Z001 | V |  | F | RM | PD | ZABB | HGQ | 3410121000 | PC |  | 1 | CNJOCHE21 | [5 empty] | 1 | 12 | PC | 2022-03-03 | 0 | PC
VTS-D0611-4421 | JDZX10-6C1 6000/v3 100/v3 100/3V |  | 26XEL | 3GB |  | 12H | COMM | CS03 | Z001 | V |  | F | RM | PD | ZABB | HGQ | 3410121000 | PC |  | 1 | Y_PPM_01 | [5 empty] | 1 | 0 | PC | 2007-12-04 | 0 | PC
VTS-D0611-4421S | JDZXR-6C 6/v3¦.1/v3¦.1/3kV,50VA/0.5,50VA |  | 121EL | 3GB |  | 12H | COMM | CS03 | Z001 | V |  | F | RM | PD | ZABB | HGQ | 3410120000 | PC |  | 1 | Y_PPM_01 | [5 empty] | 1 | 0 | PC | 2007-12-04 | 0 | PC
VTS-D0611-4421S-1 | JDZX17-6R 6/v3¦.1/v3¦.1/3kV,50VA/0.5, |  | 121EL-VT | 3GB |  | 12H | COMM | CS03 | Z001 | V |  | F | RM | PD | ZABB | HGQ | 3410121000 | PC |  | 1 | CNXIHE4 | [5 empty] | 1 | 0 | PC | 2009-09-28 | 0 | PC
VTS-D0611-4423 | JDZX10-6C1 6/v3¦.1/v3¦.1/3kV,50VA/0.5,50 |  | 121EL | 3GB |  | 12H | COMM | CS03 | Z001 | V |  | F | EL | PD | ZABB | HGQ | 3410120000 | PC |  | 1 | Y_PPM_01 | [5 empty] | 1 | 0 | PC | 2007-12-04 | 0 | PC
VTS-D0611-4423-2 | JDZX10-6C1 6/v3 .1/v3 .1/3Kv 50VA/0.5,5 |  | 121EL-VT | 3GB |  | 12H | COMM | CS03 | Z001 | V |  | F | RM | PD | ZABB | HGQ | 3410121000 | PC |  | 1 | T_GUIHUA_YE | [5 empty] | 1 | 0 | PC | 2012-01-19 | 0 | PC
VTS-D0611-4423-3 | JDZX10-6C1 6/v3 .1/v3 .1/3kV,50VA/0.5,50 |  | 121EL-VT | 3GB |  | 12H | COMM | CS03 | Z001 | V |  | F | RM | PD | ZABB | HGQ | 3410121000 | PC |  | 1 | CNSOLIN2 | [5 empty] | 1 | 0 | PC | 2015-02-04 | 0 | PC
VTS-D0611-4423-4 | JDZX10-6C1G-N 6/v3 0.1/v3 0.1/3kV |  | 121EL-VT | 3GB |  | 12H | COMM | CS03 | Z001 | V |  | F | RM | PD | ZABB | HGQ | 3410121000 | PC |  | 1 | CNDUYAN | [5 empty] | 1 | 0 | PC | 2019-01-29 | 0 | PC
VTS-D0611-4423S | JDZXR-6C 6/v3¦.1/v3¦.1/3kV,50VA/0.5,50VA |  | 121EL | 3GB |  | 12H | COMM | CS03 | Z001 | V |  | F | EL | PD | ZABB | HGQ | 3410120000 | PC |  | 1 | Y_PPM_01 | [5 empty] | 1 | 0 | PC | 2007-12-04 | 0 | PC
VTS-D0611-4423S-1 | JDZX17-6R 6/v3¦.1/v3¦.1/3kV 0.5/3P |  | 121EL | 3GB |  | 12H | COMM | CS03 | Z001 | V |  | F | RM | PD | ZABB | HGQ | 3410120000 | PC |  | 1 | Y_PPM_01 | [5 empty] | 1 | 0 | PC | 2007-12-04 | 0 | PC
VTS-D0611-4423S-3 | JDZX13-6R 6/v3 0.1/v3 0.1/3kV,50/0.5;10 |  | 121EL-VT | 3GB |  | 12H | COMM | CS03 | Z001 | V |  | F | RM | PD | ZABB | HGQ | 3410121000 | PC |  | 1 | CNNEWAN | [5 empty] | 1 | 0 | PC | 2012-10-11 | 0 | PC
VTS-D0611-4423S-4 | JDZX17-6R 6/v3 0.1/v3 0.1/3Kv |  | 121EL-VT | 3GD |  | 12H | COMM | CS03 | Z001 | V |  | F | RM | PD | ZABB | HGQ | 3410121000 | PC |  | 1 | CNDUYAN | [5 empty] | 1 | 0 | PC | 2020-09-27 | 0 | PC
VTS-D0611-4423S-NP | JDZX17-6R 6000/v3 100/v3 100/3V |  | 121EL-VT | 3GB |  | 12H | COMM | CS03 | Z001 | V |  | F | RM | PD | ZABB | HGQ | 3410121000 | PC |  | 1 | T_GUIHUA_YE | [5 empty] | 1 | 0 | PC | 2011-10-13 | 0 | PC
VTS-D0611-4521 | JDZX10-6C1 6/v3 .1/v3 .1/3kV,60VA/0.5 |  | 121EL-VT | 3GB |  | 12H | COMM | CS03 | Z001 | V |  | F | RM | PD | ZABB | HGQ | 3410121000 | PC |  | 1 | CNXIHE4 | [5 empty] | 1 | 0 | PC | 2012-02-03 | 0 | PC
VTS-D0611-4723 | JDZX10-6C1 6000/v3 100/v3 100/3V |  | 121EL-VT | 3GB |  | 12H | COMM | CS03 | Z001 | V |  | F | RM | PD | ZABB | HGQ | 3410121000 | PC |  | 1 | CNXIHE4 | [5 empty] | 1 | 0 | PC | 2011-11-30 | 0 | PC
VTS-D0611-4813 | JDZX17-6 6/v3 0.1/v3 0.1/3kV CL0.2/3P |  | 121EL-VT | 3GB |  | 12H | COMM | CS03 | Z001 | V |  | F | RM | PD | ZABB | HGQ | 3410121000 | PC |  | 1 | CNRACHE5 | [5 empty] | 1 | 0 | PC | 2015-11-11 | 0 | PC
VTS-D0611-4813S | JDZX17-6R 6/v3 0.1/v3 0.1/3 kV W.TUBE |  | 121EL-VT | 3GB |  | 12H | COMM | CS03 | Z001 | V |  | F | RM | PD | ZABB | HGQ | 3410121000 | PC |  | 1 | T_GUIHUA_YE | [5 empty] | 1 | 0 | PC | 2013-12-30 | 0 | PC
VTS-D0611-4821 | JDZX10-6C1 6000/v3 100/v3 100/3V |  | 121EL-VT | 3GB |  | 12H | COMM | CS03 | Z001 | V |  | F | RM | PD | ZABB | HGQ | 3410121000 | PC |  | 1 | CNDUYAN | [5 empty] | 1 | 0 | PC | 2020-10-29 | 0 | PC
VTS-D0611-4821-1 | JDZX10-6C1 6/v3 .1/v3 .1/3kV |  | 121EL-VT | 3GB |  | 12H | COMM | CS03 | Z001 | V |  | F | RM | PD | ZABB | HGQ | 3410121000 | PC |  | 1 | CNJOCHE21 | [5 empty] | 1 | 0 | PC | 2021-04-22 | 0 | PC
VTS-D0611-4821-2 | JDZX10-6C1G-N 6000/v3 100/v3 100/3 V |  | 121EL-VT | 3GB |  | 12H | COMM | CS03 | Z001 | V |  | F | RM | PD | ZABB | HGQ | 3410121000 | PC |  | 1 | CNJOCHE21 | [5 empty] | 1 | 0 | PC | 2021-09-06 | 0 | PC
VTS-D0611-4823 | JDZX10-6C1 6/v3¦.1/v3¦.1/3kV,50VA/0.5,10 |  | 121EL | 3GB |  | 12H | COMM | CS03 | Z001 | V |  | F | RM | PD | ZABB | HGQ | 3410120000 | PC |  | 1 | Y_PPM_01 | [5 empty] | 1 | 0 | PC | 2007-12-04 | 0 | PC
VTS-D0611-4823-1 | JDZX10-6C1G-N 6/v3 .1/v3 .1/3 kV,50VA/C |  | 121EL-VT | 3GB |  | 12H | COMM | CS03 | Z001 | V |  | F | RM | PD | ZABB | HGQ | 3410121000 | PC |  | 1 | T_GUIHUA_YE | [5 empty] | 1 | 0 | PC | 2013-11-08 | 0 | PC
VTS-D0611-4823-2 | JDZX16-6W-N 6000/v3 100/v3 100V/3 |  | 121EL-VT | 3GB |  | 12H | COMM | CS03 | Z001 | V |  | F | RM | PD | ZABB | HGQ | 3410121000 | PC |  | 1 | CNGELI3 | [5 empty] | 1 | 0 | PC | 2020-01-15 | 0 | PC
VTS-D0611-4823-3 | JDZX17-6 6000/v3 100/v3 100/3V |  | 121EL-VT | 3GB |  | 12H | COMM | CS03 | Z001 | V |  | F | RM | PD | ZABB | HGQ | 3410121000 | PC |  | 1 | CNJISU10 | [5 empty] | 1 | 0 | PC | 2021-10-19 | 0 | PC
VTS-D0611-4823S | JDZXR-6C 6/v3¦.1/v3¦.1/3kV,50VA/0.5,100V |  | 121EL | 3GB |  | 12H | COMM | CS03 | Z001 | V |  | F | RM | PD | ZABB | HGQ | 3410120000 | PC |  | 1 | Y_PPM_01 | [5 empty] | 1 | 0 | PC | 2007-12-04 | 0 | PC
VTS-D0611-4823S-1 | JDZX17-6R 6/v3 .1/v3 .1/3kV 0.5/3P |  | 121EL-VT | 3GB |  | 12H | COMM | CS03 | Z001 | V |  | F | RM | PD | ZABB | HGQ | 3410121000 | PC |  | 1 | CNXIHE4 | [5 empty] | 1 | 0 | PC | 2011-11-21 | 0 | PC
VTS-D0611-4823S-2 | JDZX13-6R 6/v3 .1/v3 .1/3kV 0.5/3P |  | 121EL-VT | 3GB |  | 12H | COMM | CS03 | Z001 | V |  | F | RM | PD | ZABB | HGQ | 3410121000 | PC |  | 1 | CNGELI3 | [5 empty] | 1 | 0 | PC | 2019-04-03 | 0 | PC
VTS-D0611-4828 | JDZX16-10W-N 6/v3 0.1/v3 0.1/3kV |  | 121EL-VT |  |  | 129 | COMM | CS03 | Z001 | V |  | F | RM | PD | ZABB | HGQ | 3410121000 | PC |  | 1 | CNDUYAN | [5 empty] | 1 | 0 | PC | 2020-11-18 | 0 | PC
VTS-D0611-5421 | JDZX10-6C1 6/v3 .1/v3 .1/3kV,60VA/0.5,50 |  | 121EL-VT |  |  | B03 | COMM | CS03 | Z001 | V |  | F | RM | PD | ZABB | HGQ | 3410121000 | PC |  | 1 | CNXIHE4 | [5 empty] | 1 | 0 | PC | 2012-02-02 | 0 | PC
VTS-D0611-5421S-1 | JDZX17-6R 6/v3¦.1/v3¦.1/3kV,60VA/0.5,50/ |  | 121EL-VT | 3GB |  | 12H | COMM | CS03 | Z001 | V |  | F | RM | PD | ZABB | HGQ | 3410121000 | PC |  | 1 | CNXIHE4 | [5 empty] | 1 | 0 | PC | 2009-11-09 | 0 | PC
VTS-D0611-5421S-NP | JDZXR-6C 6000/v3 100/v3 100/3V，60VA/0.5, |  | 121EL-VT | 3GB |  | 12H | COMM | CS03 | Z001 | V |  | F | RM | PD | ZABB | HGQ | 3410121000 | PC |  | 1 | CNXIHE4 | [5 empty] | 1 | 0 | PC | 2011-12-06 | 0 | PC
VTS-D0611-5423 | JDZX10-6C1 6/v3¦.1/v3¦.1/3kV,60VA/0.5,50 |  | 121EL | 3GB |  | 12H | COMM | CS03 | Z001 | V |  | F | EL | PD | ZABB | HGQ | 3410120000 | PC |  | 1 | Y_PPM_01 | [5 empty] | 1 | 0 | PC | 2007-12-04 | 0 | PC
VTS-D0611-5423-1 | JDZX10-6C1 6/v3¦.1/v3¦.1/3kV,60VA/0.5,5 |  | 121EL | 3GB |  | 12H | COMM | CS03 | Z001 | V |  | F | RM | PD | ZABB | HGQ | 3410121000 | PC |  | 1 | CNXIHE4 | [5 empty] | 1 | 0 | PC | 2008-07-09 | 0 | PC
VTS-D0611-5423-2 | JDZX10-6C1G-N 6000/v3 100/v3 100/3 V |  | 121EL-VT | 3GB |  | 12H | COMM | CS03 | Z001 | V |  | F | RM | PD | ZABB | HGQ | 3410121000 | PC |  | 1 | CNXIHE4 | [5 empty] | 1 | 0 | PC | 2011-07-22 | 0 | PC
VTS-D0611-5423S | JDZXR-6C 6/v3¦.1/v3¦.1/3kV,60VA/0.5,50VA |  | 121EL | 3GB |  | 12H | COMM | CS03 | Z001 | V |  | F | EL | PD | ZABB | HGQ | 3410120000 | PC |  | 1 | Y_PPM_01 | [5 empty] | 1 | 0 | PC | 2007-12-04 | 0 | PC
VTS-D0611-5423S-1 | JDZX17-6R 6/v3¦.1/v3¦.1/3kV,60VA/0.5,50 |  | 121EL-VT | 3GB |  | 12H | COMM | CS03 | Z001 | V |  | F | RM | PD | ZABB | HGQ | 3410121000 | PC |  | 1 | CNXIHE4 | [5 empty] | 1 | 0 | PC | 2010-08-06 | 0 | PC
VTS-D0611-5423S-2 | JDZX17-6R 6000/v3 100/v3 100/3V |  | 121EL-VT | 3GD |  | 12H | COMM | CS03 | Z001 | V |  | F | RM | PD | ZABB | HGQ | 3410121000 | PC |  | 1 | CNGELI3 | [5 empty] | 1 | 0 | PC | 2020-04-20 | 0 | PC
VTS-D0611-5423S-NP | JDZX17-6R 6000/v3 100/v3 100/3V 60VA/CL0 |  | 121EL-VT | 3GB |  | 12H | COMM | CS03 | Z001 | V |  | F | RM | PD | ZABB | HGQ | 3410121000 | PC |  | 1 | T_GUIHUA_YE | [5 empty] | 1 | 0 | PC | 2011-12-26 | 0 | PC
VTS-D0611-5523 | JDZX10-6C1 6/v3¦.1/v3¦.1/3kV,60VA/0.5,60 |  | 121EL | 3GB |  | 12H | COMM | CS03 | Z001 | V |  | F | EL | PD | ZABB | HGQ | 3410120000 | PC |  | 1 | Y_PPM_01 | [5 empty] | 1 | 0 | PC | 2007-12-04 | 0 | PC
VTS-D0611-5523S | JDZX17-6R 6/v3¦.1/v3¦.1/3kV 0.5/3P |  | 121EL | 3GB |  | 12H | COMM | CS03 | Z001 | V |  | F | RM | PD | ZABB | HGQ | 3410120000 | PC |  | 1 | Y_PPM_01 | [5 empty] | 1 | 0 | PC | 2007-12-04 | 0 | PC
VTS-D0611-5823 | JDZX10-6C1 6000/v3 100/v3 100/3V |  | 121EL-VT | 3GB |  | 12H | COMM | CS03 | Z001 | V |  | F | RM | PD | ZABB | HGQ | 3410121000 | PC |  | 1 | T_GUIHUA_YE | [5 empty] | 1 | 0 | PC | 2011-09-28 | 0 | PC
VTS-D0611-5823-1 | JDZX17-6 6000/v3 100/v3 100/3V |  | 121EL-VT | 3GB |  | 12H | COMM | CS03 | Z001 | V |  | F | RM | PD | ZABB | HGQ | 3410121000 | PC |  | 1 | T_GUIHUA_YE | [5 empty] | 1 | 0 | PC | 2011-09-30 | 0 | PC
VTS-D0611-5823-2 | JDZX10-6C1G-N 6/v3 0.1/v3 0.1/3kV 60VA/ |  | 121EL-VT | 3GB |  | 12H | COMM | CS03 | Z001 | V |  | F | RM | PD | ZABB | HGQ | 3410121000 | PC |  | 1 | CNXIHE4 | [5 empty] | 1 | 0 | PC | 2016-09-30 | 0 | PC
VTS-D0611-5823S | JDZX17-6R 6/v3.1/v3.1/3kV,60VA/0.5 |  | 121EL-VT | 3GB |  | 12H | COMM | CS03 | Z001 | V |  | F | RM | PD | ZABB | HGQ | 3410121000 | PC |  | 1 | T_GUIHUA_YE | [5 empty] | 1 | 0 | PC | 2011-09-16 | 0 | PC
VTS-D0611-5I23S | JDZX17-6R 6000/v3 100/v3 100/3V |  | 121EL-VT |  |  | B03 | COMM | CS03 | Z001 | V |  | F | RM | PD | ZABB | HGQ | 3410121000 | PC |  | 1 | CNSHZEN2 | [5 empty] | 1 | 0 | PC | 2017-03-15 | 0 | PC
VTS-D0611-5I23S-NP | JDZX17-6R 6000/v3 100/v3 100/3V |  | 121EL-VT | 3GB |  | 12H | COMM | CS03 | Z001 | V |  | F | RM | PD | ZABB | HGQ | 3410121000 | PC |  | 1 | CNXIHE4 | [5 empty] | 1 | 0 | PC | 2011-09-06 | 0 | PC
VTS-D0611-6423 | JDZX10-6C1 75/50VA CL0.5/3P |  | 121EL | 3GB |  | 12H | COMM | CS03 | Z001 | V |  | F | EL | PD | ZABB | HGQ | 3410120000 | PC |  | 1 | Y_PPM_01 | [5 empty] | 1 | 0 | PC | 2007-12-04 | 0 | PC
VTS-D0611-6423S | JDZXR-6C 6/v3¦.1/v3¦.1/3kV,75VA/0.5,50VA |  | 121EL | 3GB |  | 12H | COMM | CS03 | Z001 | V |  | F | EL | PD | ZABB | HGQ | 3410120000 | PC |  | 1 | Y_PPM_01 | [5 empty] | 1 | 0 | PC | 2007-12-04 | 0 | PC
VTS-D0611-6423S-1 | JDZX17-6R 6/v3 .1/v3 .1/3kV 75VA/CL0.5 |  | 121EL-CT | 3GB |  | 12H | COMM | CS03 | Z001 | V |  | F | RM | PD | ZABB | HGQ | 3410121000 | PC |  | 1 | CNXIHE4 | [5 empty] | 1 | 0 | PC | 2012-03-30 | 0 | PC
VTS-D0611-6493 | JDZX10-6C1 6/v3/0.1/v3/0.1/3KV |  | 121EL-VT | 3GB |  | 12H | COMM | CS03 | Z001 | V |  | F | RM | PD | ZABB | HGQ | 3410121000 | PC |  | 1 | CNGELI3 | [5 empty] | 1 | 0 | PC | 2019-03-04 | 0 | PC
VTS-D0611-6623 | JDZX10-6C1 6/v3 0.1/v3 0.1/3kV CL0.5/3P |  | 121EL-VT | 3GB |  | 12H | COMM | CS03 | Z001 | V |  | F | RM | PD | ZABB | HGQ | 3410121000 | PC |  | 1 | CNZHZHO5 | [5 empty] | 1 | 0 | PC | 2018-03-28 | 0 | PC
VTS-D0611-6623S | JDZX17-6R 6/v3 .1/v3 .1/3kV 75VA/CL0.5 |  | 121EL-VT | 3GB |  | 12H | COMM | CS03 | Z001 | V |  | F | RM | PD | ZABB | HGQ | 3410121000 | PC |  | 1 | CNZHZHO5 | [5 empty] | 1 | 0 | PC | 2018-03-28 | 0 | PC
VTS-D0611-6821 | JDZX16-6W-N 6/v3 .1/v3 .1/3kV,75VA/100VA |  | 121EL-VT | 3GB |  | 12H | COMM | CS03 | Z001 | V |  | F | RM | PD | ZABB | HGQ | 3410121000 | PC |  | 1 | CNXIHE4 | [5 empty] | 1 | 0 | PC | 2011-04-07 | 0 | PC
VTS-D0611-6823 | JDZX17-6 6000/v3 100/v3 100/3V |  | 121EL-VT | 3GB |  | 12H | COMM | CS03 | Z001 | V |  | F | RM | PD | ZABB | HGQ | 3410121000 | PC |  | 1 | T_GUIHUA_YE | [5 empty] | 1 | 0 | PC | 2011-07-28 | 0 | PC
VTS-D0611-6823-1 | JDZX17-6 6/v3 .1/v3 .1/3kV 75VA/CL 0.5 1 |  | 121EL-VT | 3GB |  | 12H | COMM | CS03 | Z001 | V |  | F | RM | PD | ZABB | HGQ | 3410121000 | PC |  | 1 | T_GUIHUA_YE | [5 empty] | 1 | 0 | PC | 2012-01-18 | 0 | PC
VTS-D0611-6823-2 | JDZX16-6W-N 6/v3 .1/v3 .1/3kV,75VA/100VA |  | 121EL-VT | 3GB |  | 12H | COMM | CS03 | Z001 | V |  | F | RM | PD | ZABB | HGQ | 3410121000 | PC |  | 1 | CNCAXIA2 | [5 empty] | 1 | 0 | PC | 2013-03-22 | 0 | PC
VTS-D0611-6823-3 | JDZX10-6C1 6/v3 0.1/v3 0.1/3kV CL0.5/3P |  | 121EL-VT | 3GB |  | 12H | COMM | CS03 | Z001 | V |  | F | RM | PD | ZABB | HGQ | 3410121000 | PC |  | 1 | CNXIHE4 | [5 empty] | 1 | 0 | PC | 2014-04-15 | 0 | PC
VTS-D0611-6823S | JDZX17-6R 6/v3 .1/v3 .1/3kV 0.5/3P |  | 121EL-VT | 3GB |  | 12H | COMM | CS03 | Z001 | V |  | F | RM | PD | ZABB | HGQ | 3410121000 | PC |  | 1 | CNXIHE4 | [5 empty] | 1 | 0 | PC | 2012-02-29 | 0 | PC
VTS-D0611-7821 | JDZX17-6 6/v3 .1/v3 .1/3 kV CL0.5/6P |  | 121EL-VT | 3GB |  | 12H | COMM | CS03 | Z001 | V |  | F | RM | PD | ZABB | HGQ | 3410121000 | PC |  | 1 | T_GUIHUA_YE | [5 empty] | 1 | 0 | PC | 2013-07-09 | 0 | PC
VTS-D0611-7821S | JDZX17-6R 6/v3 .1/v3 .1/3kV,90VA/0.5 |  | 121EL-VT |  |  | B03 | COMM | CS03 | Z001 | V |  | F | RM | PD | ZABB | HGQ | 3410121000 | PC |  | 1 | CNXIHE4 | [5 empty] | 1 | 0 | PC | 2013-07-08 | 0 | PC
VTS-D0611-7821S-1 | JDZX17-6R 6/v3 .1/v3 .1/3kV 0.5/6P |  | 121EL-VT | 3GB |  | 12H | COMM | CS03 | Z001 | V |  | F | RM | PD | ZABB | HGQ | 3410121000 | PC |  | 1 | CNMAZHA43 | [5 empty] | 1 | 0 | PC | 2019-05-21 | 0 | PC
VTS-D0611-7823S | JDZX17-6R 6/v3 .1/v3 .1/3kV 0.5/3P |  | 121EL-VT |  |  | B03 | COMM | CS03 | Z001 | V |  | F | RM | PD | ZABB | HGQ | 3410121000 | PC |  | 1 | CNXIHE4 | [5 empty] | 1 | 0 | PC | 2013-03-29 | 0 | PC
VTS-D0611-7823S-1 | JDZX17-6R 6000/v3 100/v3 100/3V |  | 121EL-VT | 3GD |  | 12H | COMM | CS03 | Z001 | V |  | F | RM | PD | ZABB | HGQ | 3410121000 | PC |  | 1 | CNGELI3 | [5 empty] | 1 | 0 | PC | 2020-04-28 | 0 | PC
VTS-D0611-8423 | JDZX11-6 100/50VA CL0.5/3P |  | 121EL | 3GB |  | 12H | COMM | CS03 | Z001 | V |  | F | EL | PD | ZABB | HGQ | 3410120000 | PC |  | 1 | Y_PPM_01 | [5 empty] | 1 | 0 | PC | 2007-12-04 | 0 | PC
VTS-D0611-8423-1 | JDZX17-6 6/v3 0.1/v3 0.1/3kV CL0.5/3P |  | 121EL-VT | 3GB |  | 12H | COMM | CS03 | Z001 | V |  | F | RM | PD | ZABB | HGQ | 3410121000 | PC |  | 1 | CNXIHE4 | [5 empty] | 1 | 0 | PC | 2014-04-14 | 0 | PC
VTS-D0611-8423S | JDZX17-6R 6/v3 0.1/v3 0.1/3kV CL0.5/3P |  | 121EL-VT | 3GB |  | 12H | COMM | CS03 | Z001 | V |  | F | RM | PD | ZABB | HGQ | 3410121000 | PC |  | 1 | CNXIHE4 | [5 empty] | 1 | 0 | PC | 2014-04-14 | 0 | PC
VTS-D0611-8431S | JDZXR-6C 100/50VA 1.0/3P W. TUBE |  | 121EL | 3GB |  | 12H | COMM | CS03 | Z001 | V |  | F | EL | PD | ZABB | HGQ | 3410120000 | PC |  | 1 | Y_PPM_01 | [5 empty] | 1 | 0 | PC | 2007-12-04 | 0 | PC
VTS-D0611-8623S | JDZX17-6R 6/v3 .1/v3 .1/3kV 0.5/3P |  | 121EL-VT |  |  | B03 | COMM | CS03 | Z001 | V |  | F | RM | PD | ZABB | HGQ | 3410121000 | PC |  | 1 | T_GUIHUA_YE | [5 empty] | 1 | 0 | PC | 2012-01-09 | 0 | PC
VTS-D0611-8821S | JDZX17-6R 6/v3¦.1/v3¦.1/3kV 0.5/6P |  | 121EL-VT | 3GB |  | 12H | COMM | CS03 | Z001 | V |  | F | RM | PD | ZABB | HGQ | 3410121000 | PC |  | 1 | CNXIHE4 | [5 empty] | 1 | 0 | PC | 2009-05-15 | 0 | PC
VTS-D0611-8823-1 | JDZX11-6 6/v3¦.1/v3¦.1/3kV 0.5/3P |  | 121EL |  |  | 12Q | COMM | CS03 | Z001 | V |  | F | RM | PD | ZABB | HGQ | 3410120000 | PC |  | 1 | Y_PPM_01 | [5 empty] | 1 | 0 | PC | 2007-12-04 | 0 | PC
VTS-D0611-8823-2 | JDZX16-6W-N 6000/v3 100/v3 100V/3 |  | 121EL-VT | 3GB |  | 12H | COMM | CS03 | Z001 | V |  | F | RM | PD | ZABB | HGQ | 3410121000 | PC |  | 1 | CNXIHE4 | [5 empty] | 1 | 0 | PC | 2013-03-19 | 0 | PC
VTS-D0611-8823-3 | JDZX17-6 6/v3 .1/v3 .1/3kV CL0.5/3P |  | 121EL-VT | 3GB |  | 12H | COMM | CS03 | Z001 | V |  | F | RM | PD | ZABB | HGQ | 3410121000 | PC |  | 1 | CNXIHE4 | [5 empty] | 1 | 0 | PC | 2013-07-25 | 0 | PC
VTS-D0611-8823S | JDZX17-6R 6/v3¦.1/v3¦.1/3kV 0.5/3P |  | 121EL | 3GB |  | 12H | COMM | CS03 | Z001 | V |  | F | RM | PD | ZABB | HGQ | 3410120000 | PC |  | 1 | Y_PPM_01 | [5 empty] | 1 | 0 | PC | 2007-12-04 | 0 | PC
VTS-D0611-8823S-1 | JDZX13-6R 6/v3¦.1/v3¦.1/3kV 0.5/3P 100VA |  | 121EL-VT | 3GB |  | 12H | COMM | CS03 | Z001 | V |  | F | RM | PD | ZABB | HGQ | 3410121000 | PC |  | 1 | CNSOLIN2 | [5 empty] | 1 | 0 | PC | 2014-02-27 | 0 | PC
VTS-D0611-8823S-2 | JDZX17-6R 6000/v3 100/v3 100/3V |  | 121EL-VT |  |  | 129 | COMM | CS03 | Z001 | V |  | F | RM | PD | ZABB | HGQ | 3410121000 | PC |  | 1 | CNGELI3 | [5 empty] | 1 | 0 | PC | 2020-04-17 | 0 | PC
VTS-D0611-8823S-NP | JDZX17-6R 6/v3¦.1/v3¦.1/3kV 0.5/3P |  | 121EL-VT | 3GB |  | 12H | COMM | CS03 | Z001 | V |  | F | RM | PD | ZABB | HGQ | 3410121000 | PC |  | 1 | CNXIHE4 | [5 empty] | 1 | 0 | PC | 2009-12-08 | 0 | PC
VTS-D0611-9821 | JDZX17-6 6/v3 .1/v3 .1/3kV 0.5/6P |  | 121EL-VT | 3GB |  | 12H | COMM | CS03 | Z001 | V |  | F | RM | PD | ZABB | HGQ | 3410121000 | PC |  | 1 | CNJOCHE21 | [5 empty] | 1 | 0 | PC | 2021-04-07 | 0 | PC
VTS-D0611-9821S | JDZX17-6R 6/v3 .1/v3 .1/3kV 0.5/6P |  | 121EL-VT | 3GD |  | 12H | COMM | CS03 | Z001 | V |  | F | RM | PD | ZABB | HGQ | 3410121000 | PC |  | 1 | CNGELI3 | [5 empty] | 1 | 0 | PC | 2019-04-08 | 0 | PC
VTS-D0611-9923 | JDZX11-6 6/v3¦.1/v3¦.1/3kV,100VA/0.5,100 |  | 121EL | 3GB |  | 12H | COMM | CS03 | Z001 | V |  | F | EL | PD | ZABB | HGQ | 3410120000 | PC |  | 1 | Y_PPM_01 | [5 empty] | 1 | 0 | PC | 2007-12-04 | 0 | PC
VTS-D0611-A823S | JDZX13-6R 6/v3¦0.1/v3¦0.1/3kV,150/0.5;10 |  | 121EL | 3GB |  | 12H | COMM | CS03 | Z001 | V |  | F | RM | PD | ZABB | HGQ | 3410121000 | PC |  | 1 | CNXIHE4 | [5 empty] | 1 | 0 | PC | 2008-05-23 | 0 | PC
VTS-D0611-G413S-NP | JDZX17-6R 6/v3 .1/v3 .1/3kV 40VA/CL0.2 |  | 121EL-VT | 3GB |  | 12H | COMM | CS03 | Z001 | V |  | F | RM | PD | ZABB | HGQ | 3410121000 | PC |  | 1 | T_GUIHUA_YE | [5 empty] | 1 | 0 | PC | 2015-09-11 | 0 | PC
VTS-D0611-G423 | JDZX10-6C2G-N 6/v3¦.1/v3¦.1/3kV 0.5/3P |  | 121EL | 3GB |  | 12H | COMM | CS03 | Z001 | V |  | F | RM | PD | ZABB | HGQ | 3410120000 | PC |  | 1 | Y_PPM_01 | [5 empty] | 1 | 0 | PC | 2007-12-04 | 0 | PC
VTS-D0611-G423-1 | JDZX10-6C2G-A 6/v3 0.1/v3 0.1/3kV |  | 123HGQ | 3GB |  | 12H | COMM | CS03 | Z001 | V |  | F | RM | PD | ZABB | HGQ | 3410121000 | PC |  | 1 | CNWEZHO25 | [5 empty] | 1 | 3 | PC | 2022-03-21 | 0 | PC
VTS-D0611-G813S | JDZX17-6R 6/v3 .1/v3 .1/3kV 0.2/3P |  | 121EL-VT | 3GB |  | 12H | COMM | CS03 | Z001 | V |  | F | RM | PD | ZABB | HGQ | 3410121000 | PC |  | 1 | CNSOLIN2 | [5 empty] | 1 | 0 | PC | 2015-11-06 | 0 | PC
VTS-D0611-G821 | JDZX10-6C1G-N 6/v3 0.1/v3 0.1/3kV |  | 121EL-VT | 3GD |  | 12H | COMM | CS03 | Z001 | V |  | F | RM | PD | ZABB | HGQ | 3410121000 | PC |  | 1 | CNGELI3 | [5 empty] | 1 | 0 | PC | 2020-04-10 | 0 | PC
VTS-D0611-G821-1 | JDZX10-6C1 6/v3 0.1/v3 0.1/3kV |  | 121EL-VT | 3GB |  | 12H | COMM | CS03 | Z001 | V |  | F | RM | PD | ZABB | HGQ | 3410121000 | PC |  | 1 | CNXIYE6 | [5 empty] | 1 | 0 | PC | 2022-02-24 | 0 | PC
VTS-D0611-G823 | JDZX10-6C1 6/v3 0.1/v3 0.1/3kV CL0.5/3P |  | 121EL-VT | 3GB |  | 12H | COMM | CS03 | Z001 | V |  | F | RM | PD | ZABB | HGQ | 3410121000 | PC |  | 1 | CNGELI3 | [5 empty] | 1 | 0 | PC | 2019-11-25 | 0 | PC
VTS-D0611-H411 | JDZX10-6C1 6/v3 .1/v3 .1/3kV,25VA/0.2,50 |  | 121EL-VT | 3GB |  | 12H | COMM | CS03 | Z001 | V |  | F | RM | PD | ZABB | HGQ | 3410121000 | PC |  | 1 | CNXIHE4 | [5 empty] | 1 | 0 | PC | 2013-01-10 | 0 | PC
VTS-D0611-H411S | JDZXR-6C 6/v3¦.1/v3¦.1/3kV,25VA/0.2,50VA |  | 121EL | 3GB |  | 12H | COMM | CS03 | Z001 | V |  | F | EL | PD | ZABB | HGQ | 3410120000 | PC |  | 1 | Y_PPM_01 | [5 empty] | 1 | 0 | PC | 2007-12-04 | 0 | PC
VTS-D0611-H411S-1 | JDZX17-6R 6000/v3 100/v3 100/3V 25VA/CL |  | 121EL-VT | 3GB |  | 12H | COMM | CS03 | Z001 | V |  | F | RM | PD | ZABB | HGQ | 3410121000 | PC |  | 1 | CNXIHE4 | [5 empty] | 1 | 0 | PC | 2011-07-20 | 0 | PC
VTS-D0611-H413 | JDZX10-6C1 6/v3¦.1/v3¦.1/3kV,25VA/0.2,50 |  | 121EL | 3GB |  | 12H | COMM | CS03 | Z001 | V |  | F | RM | PD | ZABB | HGQ | 3410120000 | PC |  | 1 | Y_PPM_01 | [5 empty] | 1 | 0 | PC | 2007-12-04 | 0 | PC
VTS-D0611-H413-1 | JDZX17-6R 6/v3 0.1/v3 0.1/3Kv |  | 121EL-VT | 3GB |  | 12H | COMM | CS03 | Z001 | V |  | F | RM | PD | ZABB | HGQ | 3410121000 | PC |  | 1 | CNDUYAN | [5 empty] | 1 | 0 | PC | 2020-09-11 | 0 | PC
VTS-D0611-H413S | JDZXR-6C 6/v3¦.1/v3¦.1/3kV,25VA/0.2,50VA |  | 121EL | 3GB |  | 12H | COMM | CS03 | Z001 | V |  | F | EL | PD | ZABB | HGQ | 3410120000 | PC |  | 1 | Y_PPM_01 | [5 empty] | 1 | 0 | PC | 2007-12-04 | 0 | PC
VTS-D0611-H413S-1 | JDZX17-6R 6/v3 0.1/v3 0.1/3 kV W.TUBE |  | 121EL-VT | 3GB |  | 12H | COMM | CS03 | Z001 | V |  | F | RM | PD | ZABB | HGQ | 3410121000 | PC |  | 1 | T_GUIHUA_YE | [5 empty] | 1 | 0 | PC | 2015-05-29 | 0 | PC
VTS-D0611-H421S | JDZX17-6R 6/v3 0.1/v3 0.1/3kV 0.5/6P |  | 121EL-VT | 3GB |  | 12H | COMM | CS03 | Z001 | V |  | F | RM | PD | ZABB | HGQ | 3410121000 | PC |  | 1 | CNXIHE4 | [5 empty] | 1 | 0 | PC | 2014-07-08 | 0 | PC
VTS-D0611-H811S | JDZXR-6C 6000/v3 100/v3 100/3V CL0.2/6P |  | 121EL-VT | 3GB |  | 12H | COMM | CS03 | Z001 | V |  | F | RM | PD | ZABB | HGQ | 3410121000 | PC |  | 1 | CNXIHE4 | [5 empty] | 1 | 0 | PC | 2013-04-26 | 0 | PC
VTS-D0611-HS11 | JDZX10-6C1G-N 6/v3 .1/v3 .1/3 kV,25VA/C |  | 121EL-VT | 3GB |  | 12H | COMM | CS03 | Z001 | V |  | F | RM | PD | ZABB | HGQ | 3410121000 | PC |  | 1 | CNSOLIN2 | [5 empty] | 1 | 0 | PC | 2015-01-08 | 0 | PC
VTS-D0611-I411S | JDZX17-6R 6/v3 .1/v3 .1/3kV 20VA/CL0.2 |  | 121EL-VT | 3GB |  | 12H | COMM | CS03 | Z001 | V |  | F | RM | PD | ZABB | HGQ | 3410121000 | PC |  | 1 | CNXIHE4 | [5 empty] | 1 | 0 | PC | 2011-02-22 | 0 | PC
VTS-D0611-I413 | JDZXR-6C 6/v3¦0.1/v3¦0.1/3kV CL0.2/20VA; |  | 121EL-VT | 3GB |  | 12H | COMM | CS03 | Z001 | V |  | F | RM | PD | ZABB | HGQ | 3410121000 | PC |  | 1 | T_GUIHUA_YE | [5 empty] | 1 | 0 | PC | 2011-10-14 | 0 | PC
VTS-D0611-I413-1 | JDZX10-6C1G-N 6/v3 .1/v3 .1/3KV 0.2/3P |  | 121EL-VT | 3GD |  | 12H | COMM | CS03 | Z001 | V |  | F | RM | PD | ZABB | HGQ | 3410121000 | PC |  | 1 | CNSOLIN2 | [5 empty] | 1 | 0 | PC | 2015-03-19 | 0 | PC
VTS-D0611-I413-2 | JDZX10-6C1 6/v3 0.1/v3 0.1/3kV |  | 121EL-VT | 3GB |  | 12H | COMM | CS03 | Z001 | V |  | F | RM | PD | ZABB | HGQ | 3410121000 | PC |  | 1 | CNSHCHE22 | [5 empty] | 1 | 0 | PC | 2021-08-13 | 0 | PC
VTS-D0611-I413S | JDZXR-6C 6/v3¦ .1/v3 ¦.1/3kV |  | 121EL-VT | 3GB |  | 12H | COMM | CS03 | Z001 | V |  | F | RM | PD | ZABB | HGQ | 3410121000 | PC |  | 1 | CNXIHE4 | [5 empty] | 1 | 0 | PC | 2011-08-24 | 0 | PC
VTS-D0611-I413S-1 | JDZX17-6R 6000/v3 100/v3 100/3V |  | 121EL-VT |  |  | B03 | COMM | CS03 | Z001 | V |  | F | RM | PD | ZABB | HGQ | 3410121000 | PC |  | 1 | CNXIHE4 | [5 empty] | 1 | 0 | PC | 2011-08-24 | 0 | PC
VTS-D0611-I421 | JDZX10-6C1 6/v3 0.1/v3 0.1/3kV |  | 121EL-VT |  |  | B03 | COMM | CS03 | Z001 | V |  | F | RM | PD | ZABB | HGQ | 3410121000 | PC |  | 1 | CNXIHE4 | [5 empty] | 1 | 0 | PC | 2016-11-02 | 0 | PC
VTS-D0611-J823 | JDZX17-6 6/v3 .1/v3 .1/3kV CL0.5/3P |  | 121EL-VT | 3GB |  | 12H | COMM | CS03 | Z001 | V |  | F | RM | PD | ZABB | HGQ | 3410121000 | PC |  | 1 | CNXIHE4 | [5 empty] | 1 | 0 | PC | 2013-12-12 | 0 | PC
VTS-D0611-J823S | JDZX17-6R 6/v3 .1/v3 .1/3kV 0.5/3P W.TU |  | 121EL-VT | 3GB |  | 12H | COMM | CS03 | Z001 | V |  | F | RM | PD | ZABB | HGQ | 3410121000 | PC |  | 1 | T_GUIHUA_YE | [5 empty] | 1 | 0 | PC | 2012-02-11 | 0 | PC
VTS-D0611-L411S | JDZX17-6R 6/v3 0.1/v3 0.1/3kV 0.2/6P |  | 121EL-VT |  |  | 129 | COMM | CS03 | Z001 | V |  | F | RM | PD | ZABB | HGQ | 3410121000 | PC |  | 1 | CNZHZHA51 | [5 empty] | 1 | 0 | PC | 2020-11-10 | 0 | PC
VTS-D0611-L413 | JDZX10-6C2G-N 6/v3 .1/v3 .1/3kV 0.2/3P |  | 121EL-VT | 3GB |  | 12H | COMM | CS03 | Z001 | V |  | F | RM | PD | ZABB | HGQ | 3410121000 | PC |  | 1 | CNFOSU1 | [5 empty] | 1 | 0 | PC | 2012-06-29 | 0 | PC
VTS-D0611-L413-1 | JDZX10-6N 6/v3 .1/v3 .1kV 0.2/3P |  | 121EL-VT | 3GB |  | 12H | COMM | CS03 | Z001 | V |  | F | RM | PD | ZABB | HGQ | 3410121000 | PC |  | 1 | CNFOSU1 | [5 empty] | 1 | 0 | PC | 2012-06-29 | 0 | PC
VTS-D0611-M423S | JDZX17-6R 6/v3 .1/v3 .1/3kV,70VA/0.5,50V |  | 121EL-VT | 3GB |  | 12H | COMM | CS03 | Z001 | V |  | F | RM | PD | ZABB | HGQ | 3410121000 | PC |  | 1 | CNSOLIN2 | [5 empty] | 1 | 0 | PC | 2015-07-22 | 0 | PC
VTS-D06111-1I4123 | JDZX16-6W-N 6/v3 2X.1/v3 .1/3kV, |  | 121EL-VT |  |  | B03 | COMM | CS03 | Z001 | V |  | F | RM | PD | ZABB | HGQ | 3410121000 | PC |  | 1 | CNXIHE4 | [5 empty] | 1 | 0 | PC | 2012-09-24 | 0 | PC
VTS-D06111-224123 | JDZX17-6 6/v3 0.1/v3 0.1/v3 0.1/3kV |  | 121EL-VT | 3GB |  | 12H | COMM | CS03 | Z001 | V |  | F | RM | PD | ZABB | HGQ | 3410121000 | PC |  | 1 | CNXIHE4 | [5 empty] | 1 | 0 | PC | 2014-05-09 | 0 | PC
VTS-D06111-228121S | JDZX17-6R 6/v3 0.1/v3 0.1/v3 0.1/3 kV W. |  | 121EL-VT | 3GB |  | 12H | COMM | CS03 | Z001 | V |  | F | RM | PD | ZABB | HGQ | 3410121000 | PC |  | 1 | T_GUIHUA_YE | [5 empty] | 1 | 0 | PC | 2014-02-11 | 0 | PC
VTS-D06111-228123 | JDZX17-6 6/v3 .1/v3 .1/v3 .1/3kV,30VA/0 |  | 121EL-VT | 3GB |  | 12H | COMM | CS03 | Z001 | V |  | F | RM | PD | ZABB | HGQ | 3410121000 | PC |  | 1 | CNXIHE4 | [5 empty] | 1 | 0 | PC | 2011-06-20 | 0 | PC
VTS-D06111-228123S | JDZX17-6R 6000/v3 100/v3 100/v3 100/3V |  | 121EL-VT | 3GB |  | 12H | COMM | CS03 | Z001 | V |  | F | RM | PD | ZABB | HGQ | 3410121000 | PC |  | 1 | CNZHZHO5 | [5 empty] | 1 | 0 | PC | 2018-10-31 | 0 | PC
VTS-D06111-228223S | JDZX17-6R 6000/v3 100/v3 100/v3 100/3V |  | 121EL-VT | 3GB |  | 12H | COMM | CS03 | Z001 | V |  | F | RM | PD | ZABB | HGQ | 3410121000 | PC |  | 1 | CNXIHE4 | [5 empty] | 1 | 0 | PC | 2017-04-12 | 0 | PC
VTS-D06111-228883S | JDZX17-6R 6/v3 0.1/v3 0.1/v3 0.1/3 kV |  | 121EL-VT |  |  | 129 | COMM | CS03 | Z001 | V |  | F | RM | PD | ZABB | HGQ | 3410121000 | PC |  | 1 | CNGELI3 | [5 empty] | 1 | 0 | PC | 2019-11-11 | 0 | PC
VTS-D06111-2G4121 | JDZX11-6S 6/v3 0.1/v3 0.1/v3 0.1/3 |  | 121EL-VT | 3GB |  | 12H | COMM | CS03 | Z001 | V |  | F | RM | PD | ZABB | HGQ | 3410121000 | PC |  | 1 | CNSHZEN2 | [5 empty] | 1 | 0 | PC | 2016-12-23 | 0 | PC
VTS-D06111-2G4123 | JDZX11-6S 6/v3¦.1/v3¦.1/v3¦.1/3kV,30VA/0 |  | 121EL | 3GB |  | 12H | COMM | CS03 | Z001 | V |  | F | EL | PD | ZABB | HGQ | 3410120000 | PC |  | 1 | Y_PPM_01 | [5 empty] | 1 | 0 | PC | 2007-12-04 | 0 | PC
VTS-D06111-2G4123S | JDZX17-6R 6/v3¦.1/v3¦.1/v3¦.1/3kV,30VA/0 |  | 121EL | 3GB |  | 12H | COMM | CS03 | Z001 | V |  | F | RM | PD | ZABB | HGQ | 3410121000 | PC |  | 1 | CNXIHE4 | [5 empty] | 1 | 0 | PC | 2008-05-16 | 0 | PC
VTS-D06111-2G8123 | JDZX17-6 6/v3¦.1/v3¦.1/v3¦.1/3kV,30VA/0 |  | 121EL | 3GB |  | 12H | COMM | CS03 | Z001 | V |  | F | RM | PD | ZABB | HGQ | 3410121000 | PC |  | 1 | CNXIHE4 | [5 empty] | 1 | 0 | PC | 2008-07-08 | 0 | PC
VTS-D06111-2G8123S | JDZX17-6R 6/v3¦.1/v3¦.1/v3¦.1/3kV,30VA/0 |  | 121EL-VT | 3GB |  | 12H | COMM | CS03 | Z001 | V |  | F | RM | PD | ZABB | HGQ | 3410121000 | PC |  | 1 | CNXIHE4 | [5 empty] | 1 | 0 | PC | 2009-09-08 | 0 | PC
VTS-D06111-2I8123 | JDZX16-6W-N 6/v3¦2X.1/v3¦.1/3kV,30VA/0. |  | 121EL-VT | 3GB |  | 12H | COMM | CS03 | Z001 | V |  | F | RM | PD | ZABB | HGQ | 3410121000 | PC |  | 1 | CNXIHE4 | [5 empty] | 1 | 0 | PC | 2010-03-30 | 0 | PC
VTS-D06111-444223 | JDZX11-6S 6/v3¦.1/v3¦.1/v3¦.1/3kV,50VA/0 |  | 121EL | 3GB |  | 12H | COMM | CS03 | Z001 | V |  | F | EL | PD | ZABB | HGQ | 3410120000 | PC |  | 1 | Y_PPM_01 | [5 empty] | 1 | 0 | PC | 2007-12-04 | 0 | PC
VTS-D06111-448221 | JDZX17-6 6/v3 0.1/v3 0.1/v3 0.1/3kV |  | 121EL-VT | 3GB |  | 12H | COMM | CS03 | Z001 | V |  | F | RM | PD | ZABB | HGQ | 3410121000 | PC |  | 1 | CNJOCHE21 | [5 empty] | 1 | 0 | PC | 2021-05-14 | 0 | PC
VTS-D06111-G24123 | JDZX11-6S 6/v3¦.1/v3¦.1/v3¦.1/3kV,40VA/0 |  | 121EL | 3GB |  | 12H | COMM | CS03 | Z001 | V |  | F | EL | PD | ZABB | HGQ | 3410120000 | PC |  | 1 | Y_PPM_01 | [5 empty] | 1 | 0 | PC | 2007-12-04 | 0 | PC
VTS-D06111-GG4993S | JDZX17-6R 6/v3 0.1/v3 0.1/v3 0.1/3kV |  | 121EL-VT | 3GB |  | 12H | COMM | CS03 | Z001 | V |  | F | RM | PD | ZABB | HGQ | 3410121000 | PC |  | 1 | CNXIHE4 | [5 empty] | 1 | 0 | PC | 2014-04-21 | 0 | PC
VTS-D06111-I24123S | JDZX17-6R 6/v3 0.1/v3 0.1/V3 1/3kV |  | 121EL-VT | 3GB |  | 12H | COMM | CS03 | Z001 | V |  | F | RM | PD | ZABB | HGQ | 3410121000 | PC |  | 1 | CNSHZEN2 | [5 empty] | 1 | 0 | PC | 2016-07-14 | 0 | PC
VTS-D06111-I28121 | JDZX11-6S 6/v3¦.1/v3¦.1/v3¦.1/3kV,20VA |  | 121EL | 3GB |  | 12H | COMM | CS03 | Z001 | V |  | F | RM | PD | ZABB | HGQ | 3410120000 | PC |  | 1 | Y_PPM_01 | [5 empty] | 1 | 0 | PC | 2007-12-04 | 0 | PC
VTS-D06111-I28123 | JDZX16-6W-N 6/v3 2X.1/v3 .1/3kV, |  | 121EL-VT | 3GB |  | 12H | COMM | CS03 | Z001 | V |  | F | RM | PD | ZABB | HGQ | 3410121000 | PC |  | 1 | CNXIHE4 | [5 empty] | 1 | 0 | PC | 2012-03-29 | 0 | PC
VTS-D061112G4123-1 | JDZX17-6 6/v3 .1/v3 .1/v3 .1/3kV |  | 121EL-VT |  |  | B03 | COMM | CS03 | Z001 | V |  | F | RM | PD | ZABB | HGQ | 3410121000 | PC |  | 1 | CNXIHE4 | [5 empty] | 1 | 0 | PC | 2016-07-21 | 0 | PC
VTS-D061112G8123S1 | JDZX13-6R 6/v3¦.1/v3¦.1/v3¦.1/3kV,30VA/ |  | 121EL-VT | 3GB |  | 12H | COMM | CS03 | Z001 | V |  | F | RM | PD | ZABB | HGQ | 3410121000 | PC |  | 1 | CNXIHE4 | [5 empty] | 1 | 0 | PC | 2010-09-14 | 0 | PC
VTS-D06114423S1-NP | JDZXR-6C 6/v3 0.1/v3 0.1/3kV CL0.5/3P |  | 121EL-VT | 3GB |  | 12H | COMM | CS03 | Z001 | V |  | F | RM | PD | ZABB | HGQ | 3410121000 | PC |  | 1 | CNXIHE4 | [5 empty] | 1 | 0 | PC | 2015-03-20 | 0 | PC
VTS-D06115423S-NP | JDZX17-6R 6000/v3 100/v3 100/3V 60VA/CL0 |  | 121EL-OT | 3GD |  | 12H | COMM | CS03 | Z001 | V |  | F | RM | PD | ZABB | HGQ | 3410121000 | PC |  | 1 | CNNEWAN | [5 empty] | 1 | 0 | PC | 2019-05-05 | 0 | PC
VTS-D0613-112BS | JDZXR-6C 6/v3 0.1/v3 0.1/v3kV |  | 121EL-VT | 3GB |  | 12H | COMM | CS03 | Z001 | V |  | F | RM | PD | ZABB | HGQ | 3410121000 | PC |  | 1 | CNSOLIN2 | [5 empty] | 1 | 0 | PC | 2014-08-31 | 0 | PC
VTS-D0613-2223S | JDZX17-6R 6/v3¦.1/v3¦.1/v3kV 0.5/3P |  | 121EL-CT | 3GB |  | 12H | COMM | CS03 | Z001 | V |  | F | RM | PD | ZABB | HGQ | 3410121000 | PC |  | 1 | CNFOSU1 | [5 empty] | 1 | 0 | PC | 2015-12-26 | 0 | PC
VTS-D0613-2283 | JDZX11-6S 6/v3¦.1/v3¦.1/v3kV,30VA/3P,30V |  | 121EL | 3GB |  | 12H | COMM | CS03 | Z001 | V |  | F | RM | PD | ZABB | HGQ | 3410120000 | PC |  | 1 | Y_PPM_01 | [5 empty] | 1 | 0 | PC | 2007-12-04 | 0 | PC
VTS-D0613-4423S | JDZX17-6R 6/v3¦.1/v3¦.1/v3kV 0.5/3P |  | 121EL | 3GB |  | 12H | COMM | CS03 | Z001 | V |  | F | RM | PD | ZABB | HGQ | 3410120000 | PC |  | 1 | Y_PPM_01 | [5 empty] | 1 | 0 | PC | 2007-12-04 | 0 | PC
VTS-D0613-4423S-1 | JDZX17-6R 6000/v3 100/v3 100/v3V |  | 121EL-VT | 3GB |  | 12H | COMM | CS03 | Z001 | V |  | F | RM | PD | ZABB | HGQ | 3410121000 | PC |  | 1 | CNDUYAN | [5 empty] | 1 | 0 | PC | 2020-11-03 | 0 | PC
VTS-D0613-442B | JDZX17-6R 6/v3 .1/v3.1/v3kV 40VA/CL0.5 5 |  | 121EL-VT |  |  | B03 | COMM | CS03 | Z001 | V |  | F | RM | PD | ZABB | HGQ | 3410121000 | PC |  | 1 | CNXIHE4 | [5 empty] | 1 | 0 | PC | 2011-11-30 | 0 | PC
VTS-D0613-442BS | JDZX17-6R 6000/v3 100/v3 100/v3V |  | 121EL-VT |  |  | 129 | COMM | CS03 | Z001 | V |  | F | RM | PD | ZABB | HGQ | 3410121000 | PC |  | 1 | CNDUYAN | [5 empty] | 1 | 0 | PC | 2020-10-09 | 0 | PC
VTS-D0613-4483S | JDZX17-6R 6/v3¦.1/v3¦.1/v3kV 3P/3P |  | 121EL | 3GB |  | 12H | COMM | CS03 | Z001 | V |  | F | RM | PD | ZABB | HGQ | 3410121000 | PC |  | 1 | CNXIHE4 | [5 empty] | 1 | 0 | PC | 2008-09-29 | 0 | PC
VTS-D0613-GG2B | JDZX17-6R 6/v3 .1/v3 .1/v3kV,40VA/0.5,0. |  | 121EL-VT | 3GB |  | 12H | COMM | CS03 | Z001 | V |  | F | RM | PD | ZABB | HGQ | 3410121000 | PC |  | 1 | T_GUIHUA_YE | [5 empty] | 1 | 0 | PC | 2011-12-05 | 0 | PC
VTS-D06131-114223 | JDZX10-6C1 6/v3 0.1/v3 0.1/v3 /0.1/3kV |  | 121EL-VT | 3GB |  | 12H | COMM | CS03 | Z001 | V |  | F | RM | PD | ZABB | HGQ | 3410121000 | PC |  | 1 | CNSOLIN2 | [5 empty] | 1 | 0 | PC | 2014-08-31 | 0 | PC
VTS-D06131-GG8223S | JDZX17-6R 6/v3 0.1/v3 0.1/v3 /0.1/3kV |  | 121EL-VT | 3GB |  | 12H | COMM | CS03 | Z001 | V |  | F | RM | PD | ZABB | HGQ | 3410121000 | PC |  | 1 | CNSOLIN2 | [5 empty] | 1 | 0 | PC | 2014-08-31 | 0 | PC
VTS-D0615-4423S | JDZX17-6R 6/v3 .1/v3 .1kV 0.5/3P |  | 121EL-VT | 3GB |  | 12H | COMM | CS03 | Z001 | V |  | F | RM | PD | ZABB | HGQ | 3410121000 | PC |  | 1 | CNXIHE4 | [5 empty] | 1 | 0 | PC | 2013-10-31 | 0 | PC
VTS-D0615-I423 | JDZX16-6N 6/v3 .1/v3 .1kV,20VA/0.5;50VA/ |  | 121EL-VT |  |  | B03 | COMM | CS03 | Z001 | V |  | F | RM | PD | ZABB | HGQ | 3410121000 | PC |  | 1 | CNXIHE4 | [5 empty] | 1 | 0 | PC | 2012-09-24 | 0 | PC
VTS-D0621-4423S | JDZXR-6C 6/v3¦.11/v3¦.11/3kV,50/.5;50/3P |  | 121EL | 3GB |  | 12H | COMM | CS03 | Z001 | V |  | F | RM | PD | ZABB | HGQ | 3410120000 | PC |  | 1 | Y_PPM_01 | [5 empty] | 1 | 0 | PC | 2007-12-04 | 0 | PC
VTS-D0621-8433S | JDZXR-6C 6/v3¦.11/v3¦.1/3kV,100VA/1.0,50 |  | 121EL | 3GB |  | 12H | COMM | CS03 | Z001 | V |  | F | EL | PD | ZABB | HGQ | 3410120000 | PC |  | 1 | Y_PPM_01 | [5 empty] | 1 | 0 | PC | 2007-12-04 | 0 | PC
VTS-D0622-4423S | JDZX17-6R 6/v3¦.11/v3¦.11/3kV 0.5/3P |  | 121EL | 3GB |  | 12H | COMM | CS03 | Z001 | V |  | F | RM | PD | ZABB | HGQ | 3410120000 | PC |  | 1 | Y_PPM_01 | [5 empty] | 1 | 0 | PC | 2007-12-04 | 0 | PC
VTS-D0622-4423S-2 | JDZXR-6C 6000/v3 110/v3 110/3V |  | 121EL-VT |  |  | 129 | COMM | CS03 | Z001 | V |  | F | RM | PD | ZABB | HGQ | 3410121000 | PC |  | 1 | CNGELI3 | [5 empty] | 1 | 0 | PC | 2019-09-06 | 0 | PC
VTS-D0622-8433S | JDZXR-6C 6/v3¦.11/v3¦.11/3kV,100VA/1.0,5 |  | 121EL | 3GB |  | 12H | COMM | CS03 | Z001 | V |  | F | EL | PD | ZABB | HGQ | 3410120000 | PC |  | 1 | Y_PPM_01 | [5 empty] | 1 | 0 | PC | 2007-12-04 | 0 | PC
VTS-D0624-HH22S | JDZXR-6C 6/v3¦2x.11/v3kV,25/0.5;25/0.5 |  | 121EL | 3GB |  | 12H | COMM | CS03 | Z001 | V |  | F | RM | PD | ZABB | HGQ | 3410120000 | PC |  | 1 | Y_PPM_01 | [5 empty] | 1 | 0 | PC | 2007-12-04 | 0 | PC
VTS-D063-I3S | JDZX17-6R 6000/v3 100/v3V 20VA/3P |  | 121EL-VT |  |  | B03 | COMM | CS03 | Z001 | V |  | F | RM | PD | ZABB | HGQ | 3410121000 | PC |  | 1 | CNSHZEN2 | [5 empty] | 1 | 0 | PC | 2017-03-15 | 0 | PC
VTS-D063-I3S-NP | JDZX17-6R 6000/v3 100/v3V 20VA/3P |  | 121EL-VT | 3GB |  | 12H | COMM | CS03 | Z001 | V |  | F | RM | PD | ZABB | HGQ | 3410121000 | PC |  | 1 | CNSHZEN2 | [5 empty] | 1 | 0 | PC | 2017-03-15 | 0 | PC
VTS-D0702-8384S | JDZXR-6C VT TO AS60044-2(*) |  | 121EL | 3GB |  | 12H | COMM | CS03 | Z001 | V |  | F | EL | PD | ZABB | HGQ | 3410120000 | PC |  | 1 | Y_PPM_01 | [5 empty] | 1 | 0 | PC | 2007-12-04 | 0 | PC
VTS-D0710-4020S-NP | JDZX17-6R 6600/v3 100/v3V |  | 121EL-VT | 3GB |  | 12H | COMM | CS03 | Z001 | V |  | F | RM | PD | ZABB | HGQ | 3410121000 | PC |  | 1 | CNXIHE4 | [5 empty] | 1 | 0 | PC | 2016-10-25 | 0 | PC
VTS-D0710-4080S-NP | JDZX17-6R 6600/v3 100/v3V 50VA/3P 50Hz |  | 121EL-VT | 3GB |  | 12H | COMM | CS03 | Z001 | V |  | F | RM | PD | ZABB | HGQ | 3410121000 | PC |  | 1 | T_GUIHUA_YE | [5 empty] | 1 | 0 | PC | 2011-11-01 | 0 | PC
VTS-D0710-5020S-NP | JDZX17-6R 6.6/v3¦.1/v3KV,60VA/CL 0.5, |  | 121EL-VT | 3GB |  | 12H | COMM | CS03 | Z001 | V |  | F | RM | PD | ZABB | HGQ | 3410121000 | PC |  | 1 | CNXIHE4 | [5 empty] | 1 | 0 | PC | 2010-04-01 | 0 | PC
VTS-D0710-5080S-NP | JDZX17-6R 6.6/v3¦.1/v3KV,60VA/3P, |  | 121EL-VT | 3GB |  | 12H | COMM | CS03 | Z001 | V |  | F | RM | PD | ZABB | HGQ | 3410121000 | PC |  | 1 | CNXIHE4 | [5 empty] | 1 | 0 | PC | 2010-07-14 | 0 | PC
VTS-D0710-I080S-NP | JDZX17-6R 6.6/v3 .1/v3KV,20VA/3P, |  | 121EL-VT | 3GB |  | 12H | COMM | CS03 | Z001 | V |  | F | RM | PD | ZABB | HGQ | 3410121000 | PC |  | 1 | T_GUIHUA_YE | [5 empty] | 1 | 0 | PC | 2011-11-17 | 0 | PC
VTS-D0711-2413 | JDZX10-6C1 6.6/v3 0.1/v3 0.1/3kV 0.2/3P |  | 121EL-VT |  |  | B03 | COMM | CS03 | Z001 | V |  | F | RM | PD | ZABB | HGQ | 3410121000 | PC |  | 1 | CNXIHE4 | [5 empty] | 1 | 0 | PC | 2018-01-23 | 0 | PC
VTS-D0711-2413-01 | JDZX13-6R 6600/v3 100/v3 100/3V |  | 121EL-VT | 3GB |  | 12H | COMM | CS03 | Z001 | V |  | F | RM | PD | ZABB | HGQ | 3410121000 | PC |  | 1 | CNWEZHO25 | [5 empty] | 1 | 0 | PC | 2022-03-29 | 0 | PC
VTS-D0711-2423 | JDZX10-6C1 6.6/v3 0.1/v3 0.1/3kV |  | 121EL-VT | 3GB |  | 12H | COMM | CS03 | Z001 | V |  | F | RM | PD | ZABB | HGQ | 3410121000 | PC |  | 1 | CNDUYAN | [5 empty] | 1 | 0 | PC | 2020-09-24 | 0 | PC
VTS-D0711-4421S | JDZX17-6R 6.6/v3 0.1/v3 0.1/3 kV W.TUBE |  | 121EL-VT | 3GB |  | 12H | COMM | CS03 | Z001 | V |  | F | RM | PD | ZABB | HGQ | 3410121000 | PC |  | 1 | T_GUIHUA_YE | [5 empty] | 1 | 0 | PC | 2014-07-04 | 0 | PC
VTS-D0711-4421S-1 | JDZXR-6C 6.6/v3 0.1/v3 0.1/3 kV W.TUBE |  | 121EL-VT | 3GB |  | 12H | COMM | CS03 | Z001 | V |  | F | RM | PD | ZABB | HGQ | 3410121000 | PC |  | 1 | T_GUIHUA_YE | [5 empty] | 1 | 0 | PC | 2014-07-04 | 0 | PC
VTS-D0711-4423 | JDZX10-6C1 6600/v3 100/v3 100/3V 50VA/CL |  | 121EL-VT | 3GB |  | 12H | COMM | CS03 | Z001 | V |  | F | RM | PD | ZABB | HGQ | 3410121000 | PC |  | 1 | CNXIHE4 | [5 empty] | 1 | 0 | PC | 2010-08-25 | 0 | PC
VTS-D0711-4423S | JDZXR-6C 6.6/v3¦.1/v3¦.1/3kV,50VA/0.5, |  | 121EL | 3GB |  | 12H | COMM | CS03 | Z001 | V |  | F | RM | PD | ZABB | HGQ | 3410120000 | PC |  | 1 | Y_PPM_01 | [5 empty] | 1 | 0 | PC | 2007-12-04 | 0 | PC
VTS-D0711-4423S-1 | JDZXR-6C 6.6/v3 .1/v3 .1/3kV,50VA/0.5, |  | 121EL-VT | 3GB |  | 12H | COMM | CS03 | Z001 | V |  | F | RM | PD | ZABB | HGQ | 3410121000 | PC |  | 1 | CNMAZHA43 | [5 empty] | 1 | 0 | PC | 2019-07-21 | 0 | PC
VTS-D0711-4821 | JDZX10-6C1 6.6/v3 0.1/v3 0.1/3kV CL0.5/6 |  | 121EL-VT | 3GB |  | 12H | COMM | CS03 | Z001 | V |  | F | RM | PD | ZABB | HGQ | 3410121000 | PC |  | 1 | CNXIHE4 | [5 empty] | 1 | 0 | PC | 2017-12-26 | 0 | PC
VTS-D0711-4H21S-NP | JDZX17-6R 6600/v3 100/v3 100/3V |  | 121EL-VT | 3GB |  | 12H | COMM | CS03 | Z001 | V |  | F | RM | PD | ZABB | HGQ | 3410121000 | PC |  | 1 | CNXIHE4 | [5 empty] | 1 | 0 | PC | 2011-10-18 | 0 | PC
VTS-D0711-5423 | JDZX10-6C1 6.6/v3¦.1/v3¦.1/3kV,60VA/0.5, |  | 121EL | 3GB |  | 12H | COMM | CS03 | Z001 | V |  | F | EL | PD | ZABB | HGQ | 3410120000 | PC |  | 1 | Y_PPM_01 | [5 empty] | 1 | 0 | PC | 2007-12-04 | 0 | PC
VTS-D0711-5423S | JDZXR-6C 6.6/v3¦.1/v3¦.1/3kV,60VA/0.5,50 |  | 121EL | 3GB |  | 12H | COMM | CS03 | Z001 | V |  | F | EL | PD | ZABB | HGQ | 3410120000 | PC |  | 1 | Y_PPM_01 | [5 empty] | 1 | 0 | PC | 2007-12-04 | 0 | PC
VTS-D0711-5423S-1 | JDZX17-6R,6.6/v3 .1/v3 .1/3kV,60VA/0.5,5 |  | 121EL-VT | 3GB |  | 12H | COMM | CS03 | Z001 | V |  | F | RM | PD | ZABB | HGQ | 3410121000 | PC |  | 1 | CNSOLIN2 | [5 empty] | 1 | 0 | PC | 2015-10-19 | 0 | PC
VTS-D0711-5423S-NP | JDZX17-6R 6.6/v3¦.1/v3¦.1/3kV,60VA/0.5,5 |  | 121EL-VT | 3GB |  | 12H | COMM | CS03 | Z001 | V |  | F | RM | PD | ZABB | HGQ | 3410121000 | PC |  | 1 | CNXIHE4 | [5 empty] | 1 | 0 | PC | 2010-01-12 | 0 | PC
VTS-D0711-7523S-NP | JDZX17-6R 6600/v3 100/v3 100/3V,90VA/CL |  | 121EL-VT | 3GB |  | 12H | COMM | CS03 | Z001 | V |  | F | RM | PD | ZABB | HGQ | 3410121000 | PC |  | 1 | CNXIHE4 | [5 empty] | 1 | 0 | PC | 2010-08-04 | 0 | PC
VTS-D0711-8423S-NP | JDZX17-6R 6600/v3 100/v3 100/3V 100VA/ |  | 121EL-VT | 3GB |  | 12H | COMM | CS03 | Z001 | V |  | F | RM | PD | ZABB | HGQ | 3410121000 | PC |  | 1 | CNXIHE4 | [5 empty] | 1 | 0 | PC | 2011-06-21 | 0 | PC
VTS-D0711-8823 | JDZX17-6 6.6/√3:0.1/√3:0.1/3kV |  | 121EL-VT | 3GB |  | 12H | COMM | CS03 | Z001 | V |  | F | RM | PD | ZABB | HGQ | 3410121000 | PC |  | 1 | CNXIHE4 | [5 empty] | 1 | 0 | PC | 2017-06-19 | 0 | PC
VTS-D0711-8823S | JDZX17-6R 6600/v3 100/v3 100/3V |  | 121EL-VT |  |  | B03 | COMM | CS03 | Z001 | V |  | F | RM | PD | ZABB | HGQ | 3410121000 | PC |  | 1 | CNXIHE4 | [5 empty] | 1 | 0 | PC | 2017-03-14 | 0 | PC
VTS-D0711-G821 | JDZX10-6C1 6.6/v3 0.1/v3 0.1/3kV |  | 121EL-VT |  |  | 129 | COMM | CS03 | Z001 | V |  | F | RM | PD | ZABB | HGQ | 3410121000 | PC |  | 1 | CNXIYE6 | [5 empty] | 1 | 0 | PC | 2022-02-24 | 0 | PC
VTS-D0711-G821S | JDZXR-6C 6.6/v3 0.1/v3 0.1/3kV |  | 121EL-VT | 3GB |  | 12H | COMM | CS03 | Z001 | V |  | F | RM | PD | ZABB | HGQ | 3410121000 | PC |  | 1 | CNXIYE6 | [5 empty] | 1 | 0 | PC | 2022-02-24 | 0 | PC
VTS-D0711-I413S | JDZXR-6C 6.6/v3¦.1/v3¦.1/3kV 0.2/3P |  | 121EL-VT | 3GB |  | 12H | COMM | CS03 | Z001 | V |  | F | RM | PD | ZABB | HGQ | 3410121000 | PC |  | 1 | CNXIHE4 | [5 empty] | 1 | 0 | PC | 2009-08-14 | 0 | PC
VTS-D0711-I423S-NP | JDZX17-6R 6.6/v3 .1/v3 .1/3 kV |  | 121EL-VT | 3GB |  | 12H | COMM | CS03 | Z001 | V |  | F | RM | PD | ZABB | HGQ | 3410121000 | PC |  | 1 | CNXIHE4 | [5 empty] | 1 | 0 | PC | 2016-11-07 | 0 | PC
VTS-D07111-144C33 | JDZX17-6R 6600/v3 100/v3 100/v3 100/3V |  | 121EL-VT | 3GB |  | 12H | COMM | CS03 | Z001 | V |  | F | RM | PD | ZABB | HGQ | 3410121000 | PC |  | 1 | CNWEZHO25 | [5 empty] | 1 | 0 | PC | 2022-03-29 | 0 | PC
VTS-D07111-228223S | JDZX17-6R 6600/v3 100/v3 100/v3 100/3V |  | 121EL-VT |  |  | B03 | COMM | CS03 | Z001 | V |  | F | RM | PD | ZABB | HGQ | 3410121000 | PC |  | 1 | CNXIHE4 | [5 empty] | 1 | 0 | PC | 2017-03-13 | 0 | PC
VTS-D07111-2G4283 | JDZX17-6R 6.6/v3¦.1/v3¦.1/v3¦0.1/3kV |  | 121EL-VT | 3GB |  | 12H | COMM | CS03 | Z001 | V |  | F | RM | PD | ZABB | HGQ | 3410121000 | PC |  | 1 | CNXIHE4 | [5 empty] | 1 | 0 | PC | 2010-10-19 | 0 | PC
VTS-D0713-222BS-NP | JDZX17-6R 6.6/v3 .1/v3 .1/v3 kV 30/0.5 3 |  | 121EL-VT | 3GB |  | 12H | COMM | CS03 | Z001 | V |  | F | RM | PD | ZABB | HGQ | 3410121000 | PC |  | 1 | CNXIHE4 | [5 empty] | 1 | 0 | PC | 2017-02-22 | 0 | PC
VTS-D0713-4423 | JDZX17-6R 6.6/v3¦.1/v3¦.1/v3kV,50VA/0.5, |  | 121EL-VT | 3GB |  | 12H | COMM | CS03 | Z001 | V |  | F | RM | PD | ZABB | HGQ | 3410121000 | PC |  | 1 | CNXIHE4 | [5 empty] | 1 | 0 | PC | 2010-10-19 | 0 | PC
VTS-D0713-LL1BS | JDZXR-6C 6.6/V3/0.1/V3/0.1/V3 CL0.2,10V |  | 121EL-VT | 3GB |  | 12H | COMM | CS03 | Z001 | V |  | F | RM | PD | ZABB | HGQ | 3410121000 | PC |  | 1 | CNSOLIN2 | [5 empty] | 1 | 0 | PC | 2013-11-20 | 0 | PC
VTS-D0720-2010 | JDZX10-6C1 6.6/v3¦.11/v3kV 30VA 0.2 F.AU |  | 121EL | 3GB |  | 12H | COMM | CS03 | Z001 | V |  | F | EL | PD | ZABB | HGQ | 3410120000 | PC |  | 1 | Y_PPM_01 | [5 empty] | 1 | 0 | PC | 2007-12-04 | 0 | PC
VTS-D0720-4010 | JDZX17-6 6.6/v3 .11/v3 |  | 121EL-VT | 3GB |  | 129 | COMM | CS03 | Z001 | V |  | F | RM | PD | ZABB | HGQ | 3410121000 | PC |  | 1 | CNJOCHE21 | [5 empty] | 1 | 0 | PC | 2021-04-28 | 0 | PC
VTS-D0720-4020 | JDZX10-6C1 6.6/v3¦.11/v3kV 50VA 0.5 F.AU |  | 121EL |  |  | 120 | COMM | CS03 | Z001 | V |  | F | EL | PD | ZABB | HGQ | 3410120000 | PC |  | 1 | Y_PPM_01 | [5 empty] | 1 | 0 | PC | 2007-12-04 | 0 | PC
VTS-D0720-4020-1 | JDZX10-6C1G-N 6.6/v3 .11/v3 |  | 121EL-VT | 3GB |  | 12H | COMM | CS03 | Z001 | V |  | F | RM | PD | ZABB | HGQ | 3410121000 | PC |  | 1 | CNXIHE4 | [5 empty] | 1 | 0 | PC | 2012-04-09 | 0 | PC
VTS-D0720-4030 | JDZX10-6C1 6600/v3 110/v3 |  | 121EL-VT |  |  | 129 | COMM | CS03 | Z001 | V |  | F | RM | PD | ZABB | HGQ | 3410121000 | PC |  | 1 | CNGELI3 | [5 empty] | 1 | 0 | PC | 2019-04-19 | 0 | PC
VTS-D0720-5020 | JDZX10-6C1 6.6/v3¦.11/v3kV 60VA 0.5 |  | 121EL | 3GB |  | 12H | COMM | CS03 | Z001 | V |  | F | RM | PD | ZABB | HGQ | 3410121000 | PC |  | 1 | CNXIHE4 | [5 empty] | 1 | 0 | PC | 2008-06-10 | 0 | PC
VTS-D0720-5020-1 | JDZX10-6C1 6600/v3 110/v3 60VA/CL0.5 |  | 121EL-VT |  |  | B03 | COMM | CS03 | Z001 | V |  | F | RM | PD | ZABB | HGQ | 3410121000 | PC |  | 1 | CNXIHE4 | [5 empty] | 1 | 0 | PC | 2012-12-20 | 0 | PC
VTS-D0720-5030 | JDZX10-6C1 6.6/v3 0.11/v3kV 60VA/CL1.0 |  | 121EL-VT | 3GB |  | 12H | COMM | CS03 | Z001 | V |  | F | RM | PD | ZABB | HGQ | 3410121000 | PC |  | 1 | CNDUYAN | [5 empty] | 1 | 0 | PC | 2020-06-16 | 0 | PC
VTS-D0720-5423-1 | JDZX10-6C1 6600/v3 110/v3V |  | 121EL-VT |  |  | 129 | COMM | CS03 | Z001 | V |  | F | RM | PD | ZABB | HGQ | 3410121000 | PC |  | 1 | CNDUYAN | [5 empty] | 1 | 0 | PC | 2020-05-14 | 0 | PC
VTS-D0720-8030 | JDZX-6CQ2 6.6/v3 .11/v3 kV,100VA/1.0 |  | 121EL-VT | 3GD |  | 12H | COMM | CS03 | Z001 | V |  | F | RM | PD | ZABB | HGQ | 3410121000 | PC |  | 1 | CNGELI3 | [5 empty] | 1 | 0 | PC | 2019-12-12 | 0 | PC
VTS-D0720-8030S | JDZXR-6C 6600/v3 100VA CL1.0 F.AUTIL |  | 121EL | 3GB |  | 12H | COMM | CS03 | Z001 | V |  | F | EL | PD | ZABB | HGQ | 3410120000 | PC |  | 1 | Y_PPM_01 | [5 empty] | 1 | 0 | PC | 2007-12-04 | 0 | PC
VTS-D0720-H030 | JDZX10-6C1 6.6/v3/0 .11/v3kV |  | 121EL-VT |  |  | B03 | COMM | CS03 | Z001 | V |  | F | RM | PD | ZABB | HGQ | 3410121000 | PC |  | 1 | T_GUIHUA_YE | [5 empty] | 1 | 0 | PC | 2011-11-10 | 0 | PC
VTS-D0722-2433 | JDZX10-6C1 6600/v3 110/v3 110/3V |  | 121EL-VT | 3GB |  | 12H | COMM | CS03 | Z001 | V |  | F | RM | PD | ZABB | HGQ | 3410121000 | PC |  | 1 | CNGELI3 | [5 empty] | 1 | 0 | PC | 2019-03-04 | 0 | PC
VTS-D0722-4421S | JDZXR-6C 6.6/v3kV 50/50VA CL0.5/6P |  | 121EL | 3GB |  | 12H | COMM | CS03 | Z001 | V |  | F | EL | PD | ZABB | HGQ | 3410120000 | PC |  | 1 | Y_PPM_01 | [5 empty] | 1 | 0 | PC | 2007-12-04 | 0 | PC
VTS-D0722-4423-01 | JDZX-6CQ 6.6/v3 .11/v3 .11/3kV 0.5/3P |  | 121EL-VT | 3GB |  | 12H | COMM | CS03 | Z001 | V |  | F | RM | PD | ZABB | HGQ | 3410121000 | PC |  | 1 | CNSOLIN2 | [5 empty] | 1 | 0 | PC | 2013-12-09 | 0 | PC
VTS-D0722-4423-02 | JDZX-6CQ2 6.6/v3 .11/v3 .11/3kV 0.5/3P |  | 121EL-VT | 3GD |  | 12H | COMM | CS03 | Z001 | V |  | F | RM | PD | ZABB | HGQ | 3410121000 | PC |  | 1 | CNGELI3 | [5 empty] | 1 | 0 | PC | 2019-12-12 | 0 | PC
VTS-D0722-4423S | JDZXR-6C 6.6/v3¦.11/v3¦.11/3kV 0.5/3P |  | 121EL-VT | 3GB |  | 12H | COMM | CS03 | Z001 | V |  | F | RM | PD | ZABB | HGQ | 3410121000 | PC |  | 1 | CNXIHE4 | [5 empty] | 1 | 0 | PC | 2009-02-13 | 0 | PC
VTS-D0722-4423S-1 | JDZX17-6R 6.6/v3¦.11/v3¦.11/3kV 0.5/3P |  | 121EL-VT | 3GB |  | 12H | COMM | CS03 | Z001 | V |  | F | RM | PD | ZABB | HGQ | 3410121000 | PC |  | 1 | CNXIHE4 | [5 empty] | 1 | 0 | PC | 2009-02-17 | 0 | PC
VTS-D0722-4423S-2 | JDZXR-6C 6.6/v3 0.11/v3 0.11/3 kV |  | 121EL-VT |  |  | B03 | COMM | CS03 | Z001 | V |  | F | RM | PD | ZABB | HGQ | 3410121000 | PC |  | 1 | T_GUIHUA_YE | [5 empty] | 1 | 0 | PC | 2011-10-17 | 0 | PC
VTS-D0722-4423S-3 | JDZXR-6C 6.6/v3 .11/v3 .11/3kV 0.5/3P |  | 121EL-VT | 3GB |  | B03 | COMM | CS03 | Z001 | V |  | F | RM | PD | ZABB | HGQ | 3410121000 | PC |  | 1 | CNSOLIN2 | [5 empty] | 1 | 0 | PC | 2014-04-18 | 0 | PC
VTS-D0722-4811 | JDZX17-6 6.6/v3 .11/v3 .11/3kV |  | 121EL-VT | 3GB |  | 129 | COMM | CS03 | Z001 | V |  | F | RM | PD | ZABB | HGQ | 3410121000 | PC |  | 1 | CNJOCHE21 | [5 empty] | 1 | 0 | PC | 2021-04-28 | 0 | PC
VTS-D0722-4J23S | JDZXR-6C 6.6/v3¦.11/v3¦.11/3kV,50VA/0.5, |  | 121EL | 3GB |  | 12H | COMM | CS03 | Z001 | V |  | F | EL | PD | ZABB | HGQ | 3410120000 | PC |  | 1 | Y_PPM_01 | [5 empty] | 1 | 0 | PC | 2007-12-04 | 0 | PC
VTS-D0722-5423 | JDZX10-6C1 6.6/v3¦.11/v3¦.11/3kV 60VA.0. |  | 121EL | 3GB |  | 12H | COMM | CS03 | Z001 | V |  | F | RM | PD | ZABB | HGQ | 3410120000 | PC |  | 1 | Y_PPM_01 | [5 empty] | 1 | 0 | PC | 2007-12-04 | 0 | PC
VTS-D0722-5423-2 | JDZX10-6C1 6600/v3 110/v3V |  | 121EL-VT | 3GB |  | 12H | COMM | CS03 | Z001 | V |  | F | RM | PD | ZABB | HGQ | 3410121000 | PC |  | 1 | CNDUYAN | [5 empty] | 1 | 0 | PC | 2020-05-15 | 0 | PC
VTS-D0722-5423-3 | JDZX10-6C1 6600/v3 110/v3 110/3V |  | 121EL-VT | 3GB |  | 12H | COMM | CS03 | Z001 | V |  | F | RM | PD | ZABB | HGQ | 3410121000 | PC |  | 1 | CNDUYAN | [5 empty] | 1 | 0 | PC | 2020-05-18 | 0 | PC
VTS-D0722-5423-4 | JDZX10-6C1 6600/v3 110/v3 110/3V |  | 121EL-VT | 3GB |  | 12H | COMM | CS03 | Z001 | V |  | F | RM | PD | ZABB | HGQ | 3410121000 | PC |  | 1 | CNDUYAN | [5 empty] | 1 | 0 | PC | 2020-10-29 | 0 | PC
VTS-D0722-8433 | JDZX10-6C1 6600/v3¦110/v3¦110/3V |  | 121EL | 3GB |  | 12H | COMM | CS03 | Z001 | V |  | F | EL | PD | ZABB | HGQ | 3410120000 | PC |  | 1 | Y_PPM_01 | [5 empty] | 1 | 0 | PC | 2007-12-04 | 0 | PC
VTS-D0722-8433S | JDZXR-6C 100/50VA 1.0/3P W. TUBE F.AUTIL |  | 121EL | 3GB |  | 12H | COMM | CS03 | Z001 | V |  | F | EL | PD | ZABB | HGQ | 3410120000 | PC |  | 1 | Y_PPM_01 | [5 empty] | 1 | 0 | PC | 2007-12-04 | 0 | PC
VTS-D0722-9833S | JDZXR-6C 6.6/v3 0.11/v3 0.11/3 kV |  | 121EL-VT |  |  | 129 | COMM | CS03 | Z001 | V |  | F | RM | PD | ZABB | HGQ | 3410121000 | PC |  | 1 | CNSHCHE22 | [5 empty] | 1 | 0 | PC | 2019-08-01 | 0 | PC
VTS-D07222-228223 | JDZX17-6R 6.6/v3 .11/v3 .11/v3 0.11/3kV |  | 121EL-VT |  |  | B03 | COMM | CS03 | Z001 | V |  | F | RM | PD | ZABB | HGQ | 3410121000 | PC |  | 1 | CNXIHE4 | [5 empty] | 1 | 0 | PC | 2013-01-10 | 0 | PC
VTS-D07222-2G4283 | JDZX17-6R 6.6/v3 .11/v3 .11/v3 0.11/3kV |  | 121EL-VT | 3GB |  | 12H | COMM | CS03 | Z001 | V |  | F | RM | PD | ZABB | HGQ | 3410121000 | PC |  | 1 | CNXIHE4 | [5 empty] | 1 | 0 | PC | 2011-04-15 | 0 | PC
VTS-D07222-I28123 | JDZX16-6W-N 6.6/v3 2X.11/v3 .11/3kV |  | 121EL-VT | 3GB |  | 12H | COMM | CS03 | Z001 | V |  | F | RM | PD | ZABB | HGQ | 3410121000 | PC |  | 1 | CNXIHE4 | [5 empty] | 1 | 0 | PC | 2012-04-09 | 0 | PC
VTS-D0724-2232 | JDZX10-6C1 6.6/v3¦.11/v3¦.11/v3V 30VA/1. |  | 121EL-VT | 3GB |  | 12H | COMM | CS03 | Z001 | V |  | F | RM | PD | ZABB | HGQ | 3410121000 | PC |  | 1 | CNXIHE4 | [5 empty] | 1 | 0 | PC | 2009-10-12 | 0 | PC
VTS-D0724-4423 | JDZX17-6R 6.6/v3 .11/v3 .11/v3kV,50VA/ |  | 121EL-VT | 3GB |  | 12H | COMM | CS03 | Z001 | V |  | F | RM | PD | ZABB | HGQ | 3410121000 | PC |  | 1 | CNXIHE4 | [5 empty] | 1 | 0 | PC | 2011-04-15 | 0 | PC
VTS-D0724-443C | JDZX-6CQ2 6.6/v3 .11/v3 .11/v3kV,50VA/ |  | 121EL-VT | 3GB |  | 12H | COMM | CS03 | Z001 | V |  | F | RM | PD | ZABB | HGQ | 3410121000 | PC |  | 1 | CNGELI3 | [5 empty] | 1 | 0 | PC | 2020-03-30 | 0 | PC
VTS-D0724-883C | JDZX-10CQ2 6.6/v3 .11/v3 .11/v3kV,100VA/ |  | 121EL-VT |  |  | 129 | COMM | CS03 | Z001 | V |  | F | RM | PD | ZABB | HGQ | 3410121000 | PC |  | 1 | CNGELI3 | [5 empty] | 1 | 0 | PC | 2020-03-30 | 0 | PC
VTS-D0724-II2B | JDZX10-6C1G-N 6600/v3 110/v3 110/v3 V |  | 121EL-VT | 3GB |  | 12H | COMM | CS03 | Z001 | V |  | F | RM | PD | ZABB | HGQ | 3410121000 | PC |  | 1 | CNADDEN | [5 empty] | 1 | 0 | PC | 2020-09-17 | 0 | PC
VTS-D0810-1020 | JDZX10-6C1 6.3/v3 .1/v3kV |  | 121EL-VT | 3GB |  | 12H | COMM | CS03 | Z001 | V |  | F | RM | PD | ZABB | HGQ | 3410121000 | PC |  | 1 | CNDUYAN | [5 empty] | 1 | 0 | PC | 2020-09-16 | 0 | PC
VTS-D0810-1020S | JDZX17-6R 6.3/v3 0.1/v3 |  | 121EL-VT | 3GB |  | 12H | COMM | CS03 | Z001 | V |  | F | RM | PD | ZABB | HGQ | 3410121000 | PC |  | 1 | CNSHZEN2 | [5 empty] | 1 | 0 | PC | 2015-11-17 | 0 | PC
VTS-D0810-4020S | JDZXR-6C 6.3/v3¦.1/v3kV,50VA/0.5 |  | 121EL | 3GB |  | 12H | COMM | CS03 | Z001 | V |  | F | EL | PD | ZABB | HGQ | 3410120000 | PC |  | 1 | Y_PPM_01 | [5 empty] | 1 | 0 | PC | 2007-12-04 | 0 | PC
VTS-D0810-4020S-1 | JDZX13-20R2 6.3/v3 0.1/v3 kV 50VA/CL0.5 |  | 121EL-VT | 3GB |  | 12H | COMM | CS03 | Z001 | V |  | F | RM | PD | ZABB | HGQ | 3410121000 | PC |  | 1 | T_GUIHUA_YE | [5 empty] | 1 | 0 | PC | 2014-07-04 | 0 | PC
VTS-D0810-4020S-NP | JDZXR-6C 6.3/v3 0.1/v3KV 50VA/CL0.5 W.TU |  | 121EL-VT | 3GB |  | 12H | COMM | CS03 | Z001 | V |  | F | RM | PD | ZABB | HGQ | 3410121000 | PC |  | 1 | T_GUIHUA_YE | [5 empty] | 1 | 0 | PC | 2012-07-04 | 0 | PC
VTS-D0810-42 | JDZX10-6C2G-N 6.3/v3 .1/v3kV 0.5 |  | 121EL-VT |  |  | 129 | COMM | CS03 | Z001 | V |  | F | RM | PD | ZABB | HGQ | 3410121000 | PC |  | 1 | CNMAZHA43 | [5 empty] | 1 | 0 | PC | 2019-08-02 | 0 | PC
VTS-D0810-8020-NP | JDZX17-6 6.3/v3 0.1/v3kV 100VA/CL0.5 |  | 121EL-VT | 3GB |  | 12H | COMM | CS03 | Z001 | V |  | F | RM | PD | ZABB | HGQ | 3410121000 | PC |  | 1 | CNXIHE4 | [5 empty] | 1 | 0 | PC | 2014-02-26 | 0 | PC
VTS-D0810-I010S | JDZXR-6C 6.3/v3 0.1/v3kV |  | 121EL-VT |  |  | 129 | COMM | CS03 | Z001 | V |  | F | RM | PD | ZABB | HGQ | 3410121000 | PC |  | 1 | CNXIYE6 | [5 empty] | 1 | 0 | PC | 2022-04-02 | 0 | PC
VTS-D0810-L020S | JDZXR-6C 6300/v3 100/v3 10VA/CL0.5 W.TUB |  | 121EL-VT | 3GB |  | 12H | COMM | CS03 | Z001 | V |  | F | RM | PD | ZABB | HGQ | 3410121000 | PC |  | 1 | T_GUIHUA_YE | [5 empty] | 1 | 0 | PC | 2012-07-11 | 0 | PC
VTS-D0810-R090-NP | JDZX17-6 6.3/v3 0.1/v3kV 5VA/CL0.5(3P) |  | 121EL-VT | 3GB |  | 12H | COMM | CS03 | Z001 | V |  | F | RM | PD | ZABB | HGQ | 3410121000 | PC |  | 1 | T_GUIHUA_YE | [5 empty] | 1 | 0 | PC | 2014-12-01 | 0 | PC
VTS-D0810-R090S-NP | JDZX17-6R 6.3/v3 0.1/v3kV 5VA/CL0.5(3P) |  | 121EL-VT | 3GB |  | 12H | COMM | CS03 | Z001 | V |  | F | RM | PD | ZABB | HGQ | 3410121000 | PC |  | 1 | T_GUIHUA_YE | [5 empty] | 1 | 0 | PC | 2014-12-01 | 0 | PC
VTS-D08104020S1-NP | JDZX17-6R 6.3/v3 0.1/v3 kV 50VA/CL0.5 W. |  | 121EL-VT | 3GB |  | 12H | COMM | CS03 | Z001 | V |  | F | RM | PD | ZABB | HGQ | 3410121000 | PC |  | 1 | T_GUIHUA_YE | [5 empty] | 1 | 0 | PC | 2014-05-16 | 0 | PC
VTS-D0810R090S1-NP | JDZX13-6R 6.3/v3 0.1/v3 kV 5VA/CL0.5(3P) |  | 121EL-VT | 3GB |  | 12H | COMM | CS03 | Z001 | V |  | F | RM | PD | ZABB | HGQ | 3410121000 | PC |  | 1 | T_GUIHUA_YE | [5 empty] | 1 | 0 | PC | 2014-12-01 | 0 | PC
VTS-D0811-2293S-NP | JDZX17-6R 6.3/v3 0.1/v3 0.1/3kV W.TUBE |  | 121EL-VT | 3GB |  | 12H | COMM | CS03 | Z001 | V |  | F | RM | PD | ZABB | HGQ | 3410121000 | PC |  | 1 | T_GUIHUA_YE | [5 empty] | 1 | 0 | PC | 2014-12-01 | 0 | PC
VTS-D0811-2423 | JDZX-6CQ2 6.3/v3 .1/v3 .1/3kV 0.5/3P |  | 121EL-VT | 3GB |  | 12H | COMM | CS03 | Z001 | V |  | F | RM | PD | ZABB | HGQ | 3410121000 | PC |  | 1 | CNZHZHO5 | [5 empty] | 1 | 0 | PC | 2018-09-14 | 0 | PC
VTS-D0811-28C1 | JDZX16-6W-N 6.3/v3 0.1/v3 0.1/3 kV |  | 121EL-VT | 3GD |  | 12H | COMM | CS03 | Z001 | V |  | F | RM | PD | ZABB | HGQ | 3410121000 | PC |  | 1 | CNDUYAN | [5 empty] | 1 | 0 | PC | 2020-11-13 | 0 | PC
VTS-D0811-2L93S | JDZX17-6R 6.3/v3 0.1/v3 0.1/3kV |  | 121EL-VT | 3GB |  | 12H | COMM | CS03 | Z001 | V |  | F | RM | PD | ZABB | HGQ | 3410121000 | PC |  | 1 | CNSOLIN2 | [5 empty] | 1 | 0 | PC | 2015-07-22 | 0 | PC
VTS-D0811-4421S | JDZXR-6C 6300/v3¦100/v3¦100/3V |  | 121EL | 3GB |  | 12H | COMM | CS03 | Z001 | V |  | F | EL | PD | ZABB | HGQ | 3410120000 | PC |  | 1 | Y_PPM_01 | [5 empty] | 1 | 0 | PC | 2007-12-04 | 0 | PC
VTS-D0811-4423 | JDZX10-6C1 6.3/v3¦.1/v3¦.1/3kV,50VA/0.5, |  | 121EL | 3GB |  | 12H | COMM | CS03 | Z001 | V |  | F | EL | PD | ZABB | HGQ | 3410120000 | PC |  | 1 | Y_PPM_01 | [5 empty] | 1 | 0 | PC | 2007-12-04 | 0 | PC
VTS-D0811-4423S | JDZXR-6C 6.3/v3¦.1/v3¦.1/3kV,50VA/0.5,50 |  | 121EL | 3GB |  | 12H | COMM | CS03 | Z001 | V |  | F | EL | PD | ZABB | HGQ | 3410120000 | PC |  | 1 | Y_PPM_01 | [5 empty] | 1 | 0 | PC | 2007-12-04 | 0 | PC
VTS-D0811-4423S-1 | JDZX17-6R 6.3/v3¦.1/v3¦.1/3kV 0.5/3P |  | 121EL | 3GB |  | 12H | COMM | CS03 | Z001 | V |  | F | RM | PD | ZABB | HGQ | 3410121000 | PC |  | 1 | CNXIHE4 | [5 empty] | 1 | 0 | PC | 2008-12-24 | 0 | PC
VTS-D0811-4423S-NP | JDZX17-6R 6.3/v3 0.1/v3 0.1/3 kV |  | 121EL-VT | 3GB |  | 12H | COMM | CS03 | Z001 | V |  | F | RM | PD | ZABB | HGQ | 3410121000 | PC |  | 1 | CNXIHE4 | [5 empty] | 1 | 0 | PC | 2012-12-05 | 0 | PC
VTS-D0811-4493 | JDZX10-6C1 6300/v3 100/v3 100/3V |  | 121EL-VT | 3GB |  | 12H | COMM | CS03 | Z001 | V |  | F | RM | PD | ZABB | HGQ | 3410121000 | PC |  | 1 | CNSOLIN2 | [5 empty] | 1 | 0 | PC | 2015-07-22 | 0 | PC
VTS-D0811-4821 | JDZX10-6C1 6300/v3 100/v3 100/3V 50VA/ |  | 121EL-VT | 3GB |  | 12H | COMM | CS03 | Z001 | V |  | F | RM | PD | ZABB | HGQ | 3410121000 | PC |  | 1 | CNXIHE4 | [5 empty] | 1 | 0 | PC | 2011-05-13 | 0 | PC
VTS-D0811-4821S | JDZXR-6C 6300/v3 100/v3 100/3V 50VA/CL |  | 121EL-VT | 3GB |  | 12H | COMM | CS03 | Z001 | V |  | F | RM | PD | ZABB | HGQ | 3410121000 | PC |  | 1 | CNXIHE4 | [5 empty] | 1 | 0 | PC | 2011-05-13 | 0 | PC
VTS-D0811-4821S-1 | JDZX17-6R 6300/v3 100/v3 100/3V 50VA/CL |  | 121EL-VT | 3GB |  | 12H | COMM | CS03 | Z001 | V |  | F | RM | PD | ZABB | HGQ | 3410121000 | PC |  | 1 | CNXIHE4 | [5 empty] | 1 | 0 | PC | 2011-05-13 | 0 | PC
VTS-D0811-4823 | JDZX17-6 6.3/v3 .1/v3 .1/3kV |  | 121EL-VT |  |  | 129 | COMM | CS03 | Z001 | V |  | F | RM | PD | ZABB | HGQ | 3410121000 | PC |  | 1 | CNGELI3 | [5 empty] | 1 | 0 | PC | 2019-10-25 | 0 | PC
VTS-D0811-4823-1 | JDZX10-6C1 6.3/v3 .1/v3 .1/3kV |  | 121EL-VT | 3GD |  | 12H | COMM | CS03 | Z001 | V |  | F | RM | PD | ZABB | HGQ | 3410121000 | PC |  | 1 | CNGELI3 | [5 empty] | 1 | 0 | PC | 2019-11-12 | 0 | PC
VTS-D0811-4823S | JDZX17-6R 6.3/v3 0.1/v3 0.1/3kV CL0.5/3P |  | 121EL-VT | 3GB |  | 12H | COMM | CS03 | Z001 | V |  | F | RM | PD | ZABB | HGQ | 3410121000 | PC |  | 1 | CNSHZHA9 | [5 empty] | 1 | 0 | PC | 2018-11-15 | 0 | PC
VTS-D0811-5423 | JDZX10-6C1 6.3/v3¦.1/v3¦.1/3kV,60VA/0.5, |  | 121EL | 3GB |  | 12H | COMM | CS03 | Z001 | V |  | F | EL | PD | ZABB | HGQ | 3410120000 | PC |  | 1 | Y_PPM_01 | [5 empty] | 1 | 0 | PC | 2007-12-04 | 0 | PC
VTS-D0811-5423S | JDZXR-6C 6.3/v3¦.1/v3¦.1/3kV,60VA/0.5,5 |  | 121EL | 3GB |  | 12H | COMM | CS03 | Z001 | V |  | F | EL | PD | ZABB | HGQ | 3410120000 | PC |  | 1 | Y_PPM_01 | [5 empty] | 1 | 0 | PC | 2007-12-04 | 0 | PC
VTS-D0811-6423 | JDZX17-6 6.3/v3 .1/v3 .1/3kV |  | 121EL-VT |  |  | 129 | COMM | CS03 | Z001 | V |  | F | RM | PD | ZABB | HGQ | 3410121000 | PC |  | 1 | CNGELI3 | [5 empty] | 1 | 0 | PC | 2019-06-24 | 0 | PC
VTS-D0811-6823 | JDZX17-6 6.3/v3 .1/v3 .1/3kV |  | 121EL-VT |  |  | 129 | COMM | CS03 | Z001 | V |  | F | RM | PD | ZABB | HGQ | 3410121000 | PC |  | 1 | CNGELI3 | [5 empty] | 1 | 0 | PC | 2019-06-24 | 0 | PC
VTS-D0811-6823-1 | JDZX16-6W-N 6.3/v3 0.1/v3 0.1/3kV |  | 121EL-VT | 3GD |  | 12H | COMM | CS03 | Z001 | V |  | F | RM | PD | ZABB | HGQ | 3410121000 | PC |  | 1 | CNGELI3 | [5 empty] | 1 | 0 | PC | 2019-07-26 | 0 | PC
VTS-D0811-8423 | JDZX11-6 6.3/v3¦.1/v3¦.1/3kV,100VA/0.5,5 |  | 121EL | 3GB |  | 12H | COMM | CS03 | Z001 | V |  | F | EL | PD | ZABB | HGQ | 3410120000 | PC |  | 1 | Y_PPM_01 | [5 empty] | 1 | 0 | PC | 2007-12-04 | 0 | PC
VTS-D0811-8423S-NP | JDZX17-6R 6.3/v3 0.1/v3 0.1/3kV |  | 121EL-VT | 3GB |  | 12H | COMM | CS03 | Z001 | V |  | F | RM | PD | ZABB | HGQ | 3410121000 | PC |  | 1 | CNXIHE4 | [5 empty] | 1 | 0 | PC | 2014-02-26 | 0 | PC
VTS-D0811-8823 | JDZX17-6 6300/v3 100/v3 100/3kV |  | 121EL-VT | 3GB |  | B03 | COMM | CS03 | Z001 | V |  | F | RM | PD | ZABB | HGQ | 3410121000 | PC |  | 1 | CNSOLIN2 | [5 empty] | 1 | 0 | PC | 2014-04-01 | 0 | PC
VTS-D0811-8823S | JDZX17-6R 6.3/v3 0.1/v3 0.1/3kV CL0.5/3P |  | 121EL-VT | 3GB |  | 12H | COMM | CS03 | Z001 | V |  | F | RM | PD | ZABB | HGQ | 3410121000 | PC |  | 1 | CNXIHE4 | [5 empty] | 1 | 0 | PC | 2014-12-30 | 0 | PC
VTS-D0811-G8C1 | JDZX16-10W-N 6.3/v3 .1/v3 .1/3kV |  | 121EL-VT |  |  | 129 | COMM | CS03 | Z001 | V |  | F | RM | PD | ZABB | HGQ | 3410121000 | PC |  | 1 | CNDUYAN | [5 empty] | 1 | 0 | PC | 2020-11-05 | 0 | PC
VTS-D0811-GG93S-NP | JDZX17-6R 6.3/v3 0.1/v3 0.1/3kV W.TUBE |  | 121EL-VT | 3GB |  | 12H | COMM | CS03 | Z001 | V |  | F | RM | PD | ZABB | HGQ | 3410121000 | PC |  | 1 | T_GUIHUA_YE | [5 empty] | 1 | 0 | PC | 2014-12-01 | 0 | PC
VTS-D0811-I413 | JDZX10-6C1G-N 6.3/v3 0.1/v3 0.1/3kV |  | 121EL-VT | 3GB |  | 12H | COMM | CS03 | Z001 | V |  | F | RM | PD | ZABB | HGQ | 3410121000 | PC |  | 1 | T_GUIHUA_YE | [5 empty] | 1 | 0 | PC | 2015-11-19 | 0 | PC
VTS-D0811-IL93 | JDZX10-6C1 6300/v3 100/v3 100/3V |  | 121EL-VT | 3GB |  | 12H | COMM | CS03 | Z001 | V |  | F | RM | PD | ZABB | HGQ | 3410121000 | PC |  | 1 | CNSOLIN2 | [5 empty] | 1 | 0 | PC | 2015-07-22 | 0 | PC
VTS-D0811-L219S | JDZX17-6R 6.3/v3¦0.1/v3/0.1/v3 kV |  | 121EL-VT |  |  | B03 | COMM | CS03 | Z001 | V |  | F | RM | PD | ZABB | HGQ | 3410121000 | PC |  | 1 | CNSOLIN2 | [5 empty] | 1 | 0 | PC | 2015-07-22 | 0 | PC
VTS-D0811-RR93S-NP | JDZX17-6R 6.3/v3 0.1/v3 0.1/3kV W.TUBE |  | 121EL-VT | 3GB |  | 12H | COMM | CS03 | Z001 | V |  | F | RM | PD | ZABB | HGQ | 3410121000 | PC |  | 1 | T_GUIHUA_YE | [5 empty] | 1 | 0 | PC | 2014-12-01 | 0 | PC
VTS-D08111-224123S | JDZX13-20R2 6.3/v3 0.1/v3 0.1/v3 0.1/3kV |  | 121EL-VT | 3GB |  | 12H | COMM | CS03 | Z001 | V |  | F | RM | PD | ZABB | HGQ | 3410121000 | PC |  | 1 | T_GUIHUA_YE | [5 empty] | 1 | 0 | PC | 2014-07-04 | 0 | PC
VTS-D08111-228883S | JDZX17-6R 6.3/v3 0.1/v3 0.1/v3 0.1/3 kV |  | 121EL-VT | 3GD |  | 12H | COMM | CS03 | Z001 | V |  | F | RM | PD | ZABB | HGQ | 3410121000 | PC |  | 1 | CNGELI3 | [5 empty] | 1 | 0 | PC | 2019-10-25 | 0 | PC
VTS-D08111-I28123S | JDZX17-6R 6.3/v3 0.1/v3 0.1/v3 0.1/3 kV |  | 121EL-VT | 3GB |  | 12H | COMM | CS03 | Z001 | V |  | F | RM | PD | ZABB | HGQ | 3410121000 | PC |  | 1 | T_GUIHUA_YE | [5 empty] | 1 | 0 | PC | 2015-03-11 | 0 | PC
VTS-D08111-L2L193S | JDZX17-6R 6.3/v3¦0.1/v3/0.1/v3 /0.1/3kV |  | 121EL-VT | 3GB |  | 12H | COMM | CS03 | Z001 | V |  | F | RM | PD | ZABB | HGQ | 3410121000 | PC |  | 1 | CNSOLIN2 | [5 empty] | 1 | 0 | PC | 2015-08-18 | 0 | PC
VTS-D08111-LLL993 | JDZX17-6 6.3/v3 .1/v3 .1/v3 .1/3kV |  | 121EL-VT | 3GB |  | 12H | COMM | CS03 | Z001 | V |  | F | RM | PD | ZABB | HGQ | 3410121000 | PC |  | 1 | CNSOLIN2 | [5 empty] | 1 | 0 | PC | 2015-07-22 | 0 | PC
VTS-D0811GG93S1-NP | JDZX13-6R 6.3/v3 0.1/v3 0.1/3kV W.TUBE |  | 121EL-VT | 3GB |  | 12H | COMM | CS03 | Z001 | V |  | F | RM | PD | ZABB | HGQ | 3410121000 | PC |  | 1 | T_GUIHUA_YE | [5 empty] | 1 | 0 | PC | 2014-12-01 | 0 | PC
VTS-D0811RR93S1-NP | JDZX13-6R 6.3/v3 0.1/v3 0.1/3kV W.TUBE |  | 121EL-VT | 3GB |  | 12H | COMM | CS03 | Z001 | V |  | F | RM | PD | ZABB | HGQ | 3410121000 | PC |  | 1 | T_GUIHUA_YE | [5 empty] | 1 | 0 | PC | 2014-12-01 | 0 | PC
VTS-D0813-111B | JDZX17-6R 6.3/v3 0.1/v3 0.1/v3kV 0.2/0.5 |  | 121EL-VT | 3GB |  | 12H | COMM | CS03 | Z001 | V |  | F | RM | PD | ZABB | HGQ | 3410121000 | PC |  | 1 | CNZHZHA51 | [5 empty] | 1 | 0 | PC | 2020-10-27 | 0 | PC
VTS-D0813-HH2BS | JDZX17-6R 6.3/v3 0.1/v3 0.1/v3kV 0.5/0.5 |  | 121EL-VT | 3GB |  | 12H | COMM | CS03 | Z001 | V |  | F | RM | PD | ZABB | HGQ | 3410121000 | PC |  | 1 | CNXIHE4 | [5 empty] | 1 | 0 | PC | 2014-12-30 | 0 | PC
VTS-D0813-II11S | JDZX17-6R 6.3/v3 0.1/v3 0.1/v3kV 0.2/0.2 |  | 121EL-VT |  |  | 129 | COMM | CS03 | Z001 | V |  | F | RM | PD | ZABB | HGQ | 3410121000 | PC |  | 1 | CNXIYE6 | [5 empty] | 1 | 0 | PC | 2022-04-02 | 0 | PC
VTS-D0813-L11B | JDZX10-6C1 6.3/v3 .1/v3 .1/v3kV |  | 121EL-VT | 3GB |  | 12H | COMM | CS03 | Z001 | V |  | F | RM | PD | ZABB | HGQ | 3410121000 | PC |  | 1 | CNDUYAN | [5 empty] | 1 | 0 | PC | 2020-09-16 | 0 | PC
VTS-D0813-L11BS | JDZXR-6C 6.3/v3 .1/v3 .1/v3kV |  | 121EL-VT | 3GB |  | 12H | COMM | CS03 | Z001 | V |  | F | RM | PD | ZABB | HGQ | 3410121000 | PC |  | 1 | CNDUYAN | [5 empty] | 1 | 0 | PC | 2020-09-16 | 0 | PC
VTS-D0815-2421 | JDZX10-6N 6.3/v3¦.1/v3¦.1kV,30VA/0.5;50 |  | 121EL-VT | 3GB |  | 12H | COMM | CS03 | Z001 | V |  | F | RM | PD | ZABB | HGQ | 3410121000 | PC |  | 1 | CNXIHE4 | [5 empty] | 1 | 0 | PC | 2010-04-28 | 0 | PC
VTS-D0821-4423S | JDZXR-6C 6.3/v3¦.11/v3¦.1/3kV 0.5/3P |  | 121EL | 3GB |  | 12H | COMM | CS03 | Z001 | V |  | F | RM | PD | ZABB | HGQ | 3410121000 | PC |  | 1 | CNXIHE4 | [5 empty] | 1 | 0 | PC | 2008-12-24 | 0 | PC
VTS-D0822-4423 | JDZX10-6C1 6.3/v3¦.11/v3¦.11/3kV,50VA/0. |  | 121EL | 3GB |  | 12H | COMM | CS03 | Z001 | V |  | F | RM | PD | ZABB | HGQ | 3410120000 | PC |  | 1 | Y_PPM_01 | [5 empty] | 1 | 0 | PC | 2007-12-04 | 0 | PC
VTS-D0822-4423S | JDZXR-6C 6.3/v3¦.11/v3¦.11/3kV,50VA/0.5, |  | 121EL | 3GB |  | 12H | COMM | CS03 | Z001 | V |  | F | RM | PD | ZABB | HGQ | 3410120000 | PC |  | 1 | Y_PPM_01 | [5 empty] | 1 | 0 | PC | 2007-12-04 | 0 | PC
VTS-D0822-5423 | JDZX10-6C1 6.3/v3¦.11/v3¦.11/3kV,60VA/0. |  | 121EL-VT | 3GB |  | 12H | COMM | CS03 | Z001 | V |  | F | RM | PD | ZABB | HGQ | 3410121000 | PC |  | 1 | CNXIHE4 | [5 empty] | 1 | 0 | PC | 2009-12-07 | 0 | PC
VTS-D0822-5423S | JDZXR-6C 6300/v3¦110/v3¦110/3V |  | 121EL | 3GB |  | 12H | COMM | CS03 | Z001 | V |  | F | EL | PD | ZABB | HGQ | 3410120000 | PC |  | 1 | Y_PPM_01 | [5 empty] | 1 | 0 | PC | 2007-12-04 | 0 | PC
VTS-D0822-5423S-1 | JDZXR-6C 6/v3¦.11/v3¦.11/3kV,60VA/0.5,50 |  | 121EL | 3GB |  | 12H | COMM | CS03 | Z001 | V |  | F | EL | PD | ZABB | HGQ | 3410120000 | PC |  | 1 | Y_PPM_01 | [5 empty] | 1 | 0 | PC | 2007-12-04 | 0 | PC
VTS-D0822-6491 | JDZX10-6C1 6300/v3 110/v3 110/3V |  | 121EL-VT | 3GD |  | 12H | COMM | CS03 | Z001 | V |  | F | RM | PD | ZABB | HGQ | 3410121000 | PC |  | 1 | CNDUYAN | [5 empty] | 1 | 0 | PC | 2020-08-10 | 0 | PC
VTS-D0822-8431S | JDZXR-6C 100/50VA 1.0/3P W. TUBE |  | 121EL | 3GB |  | 12H | COMM | CS03 | Z001 | V |  | F | EL | PD | ZABB | HGQ | 3410120000 | PC |  | 1 | Y_PPM_01 | [5 empty] | 1 | 0 | PC | 2007-12-04 | 0 | PC
VTS-D0822-8438S | JDZXR-6C 6.3/v3¦.11/v3¦.11/3kV,100VA/CL1 |  | 121EL-VT | 3GB |  | 12H | COMM | CS03 | Z001 | V |  | F | RM | PD | ZABB | HGQ | 3410121000 | PC |  | 1 | CNNEWAN | [5 empty] | 1 | 0 | PC | 2010-08-16 | 0 | PC
VTS-D0822-D481 | JDZX10-6C1 6300/v3 110/v3 110/3V |  | 121EL-VT | 3GB |  | 12H | COMM | CS03 | Z001 | V |  | F | RM | PD | ZABB | HGQ | 3410121000 | PC |  | 1 | CNGELI3 | [5 empty] | 1 | 0 | PC | 2019-01-17 | 0 | PC
VTS-D08221-2G4123S | JDZX17-6R 6.3/v3¦2X.11/v3¦.1/3kV 0.2/0.5 |  | 121EL | 3GB |  | 12H | COMM | CS03 | Z001 | V |  | F | RM | PD | ZABB | HGQ | 3410121000 | PC |  | 1 | CNXIHE4 | [5 empty] | 1 | 0 | PC | 2008-12-24 | 0 | PC
VTS-D0824-L523 | JDZX10-6C1 6300/v3 110/v3 110/ v3V |  | 121EL-VT | 3GB |  | 12H | COMM | CS03 | Z001 | V |  | F | RM | PD | ZABB | HGQ | 3410121000 | PC |  | 1 | CNGELI3 | [5 empty] | 1 | 0 | PC | 2019-02-15 | 0 | PC
VTS-D083-5823S | JDZXR-6C 6.3/v3¦0.1/v3¦0.1/3KV,60VA/0.5 |  | 121EL-VT | 3GB |  | 12H | COMM | CS03 | Z001 | V |  | F | RM | PD | ZABB | HGQ | 3410121000 | PC |  | 1 | CNXIYE6 | [5 empty] | 1 | 9 | PC | 2022-03-01 | 0 | PC
VTS-D08C0-L020S | JDZXR-6C 6300/v3 690/v3 10VA/CL0.5 W.TUB |  | 121EL-VT | 3GB |  | 12H | COMM | CS03 | Z001 | V |  | F | RM | PD | ZABB | HGQ | 3410121000 | PC |  | 1 | T_GUIHUA_YE | [5 empty] | 1 | 0 | PC | 2012-07-11 | 0 | PC
VTS-D08C3-LL2BS | JDZX17-6R 6.3/v3 0.69/v3 0.1/v3 kV W.TUB |  | 121EL-VT | 3GB |  | 12H | COMM | CS03 | Z001 | V |  | F | RM | PD | ZABB | HGQ | 3410121000 | PC |  | 1 | T_GUIHUA_YE | [5 empty] | 1 | 0 | PC | 2012-07-11 | 0 | PC
VTS-D0911-4421S-NP | JDZX17-6R 6.9/v3 .1/v3 .1/3 kV |  | 121EL-VT | 3GB |  | 12H | COMM | CS03 | Z001 | V |  | F | RM | PD | ZABB | HGQ | 3410121000 | PC |  | 1 | CNXIHE4 | [5 empty] | 1 | 0 | PC | 2016-06-27 | 0 | PC
VTS-D10-48S | JSZVR2-10C2 10/0.1kV,50VA/3P |  | 121EL-VT |  |  | B03 | COMM | CS03 | Z001 | V |  | F | RM | PD | ZABB | HGQ | 3410121000 | PC |  | 1 | CNXIHE4 | [5 empty] | 1 | 0 | PC | 2015-04-08 | 0 | PC
VTS-D1010-1010 | JDZX10-10C 10/v3¦.1/v3,15VA/0.2 |  | 121EL-VT | 3GB |  | 12H | COMM | CS03 | Z001 | V |  | F | RM | PD | ZABB | HGQ | 3410121000 | PC |  | 1 | CNNEWAN | [5 empty] | 1 | 0 | PC | 2009-03-26 | 0 | PC
VTS-D1010-1010-1 | JDZX-10CQ 10/v3¦.1/v3kV 15VA/CL0.2 |  | 121EL-VT | 3GB |  | 12H | COMM | CS03 | Z001 | V |  | F | RM | PD | ZABB | HGQ | 3410121000 | PC |  | 1 | CNXIHE4 | [5 empty] | 1 | 0 | PC | 2010-04-26 | 0 | PC
VTS-D1010-1010-2 | JDZX10-10C1 10/v3¦.1/v3,15VA/0.2 |  | 121EL-VT | 3GB |  | 12H | COMM | CS03 | Z001 | V |  | F | RM | PD | ZABB | HGQ | 3410121000 | PC |  | 1 | CNXIHE4 | [5 empty] | 1 | 0 | PC | 2010-07-20 | 0 | PC
VTS-D1010-1010S | JDZX17-10R 10/v3,0.1/v3kV CL0.2/15VA |  | 121EL-VT | 3GB |  | 12H | COMM | CS03 | Z001 | V |  | F | RM | PD | ZABB | HGQ | 3410121000 | PC |  | 1 | CNXIHE4 | [5 empty] | 1 | 0 | PC | 2015-04-30 | 0 | PC
VTS-D1010-1020S | JDZX17-10R 10/v3 0.1/v3 kV 15VA/CL0.5 |  | 121EL-VT |  |  | B03 | COMM | CS03 | Z001 | V |  | F | RM | PD | ZABB | HGQ | 3410121000 | PC |  | 1 | CNSOLIN2 | [5 empty] | 1 | 0 | PC | 2015-06-10 | 0 | PC
VTS-D1010-1020S-1 | JDZX13-10R 10/v3 0.1/v3 |  | 121EL-VT | 3GB |  | 12H | COMM | CS03 | Z001 | V |  | F | RM | PD | ZABB | HGQ | 3410121000 | PC |  | 1 | CNSOLIN2 | [5 empty] | 1 | 0 | PC | 2015-07-28 | 0 | PC
VTS-D1010-2010 | JDZX10-10C1 10/v3¦.1/v3kV,30VA/CL0.2 |  | 121EL | 3GB |  | 12H | COMM | CS03 | Z001 | V |  | F | RM | PD | ZABB | HGQ | 3410120000 | PC |  | 1 | Y_PPM_01 | [5 empty] | 1 | 0 | PC | 2007-12-04 | 0 | PC
VTS-D1010-2010-1 | JDZX17-10 10/v3 .1/v3kV 30VA/0.2 |  | 121EL-VT | 3GB |  | 12H | COMM | CS03 | Z001 | V |  | F | RM | PD | ZABB | HGQ | 3410121000 | PC |  | 1 | CNXIHE4 | [5 empty] | 1 | 0 | PC | 2011-08-26 | 0 | PC
VTS-D1010-2010-2 | JDZX17-10 10/v3 0.1/v3 kV 30VA/CL0.5 |  | 121EL-VT | 3GB |  | 12H | COMM | CS03 | Z001 | V |  | F | RM | PD | ZABB | HGQ | 3410121000 | PC |  | 1 | CNZHZHA51 | [5 empty] | 1 | 0 | PC | 2020-04-08 | 0 | PC
VTS-D1010-2020 | JDZX-10CQ2 10/v3 0.1/v3kV,30VA/CL0.5 |  | 121EL-VT | 3GB |  | 12H | COMM | CS03 | Z001 | V |  | F | RM | PD | ZABB | HGQ | 3410121000 | PC |  | 1 | CNXIHE4 | [5 empty] | 1 | 0 | PC | 2014-06-16 | 0 | PC
VTS-D1010-2020-1 | JDZX-10CQ 10/v3 0.1/v3kV,30VA/CL0.5 |  | 121EL-VT | 3GB |  | 12H | COMM | CS03 | Z001 | V |  | F | RM | PD | ZABB | HGQ | 3410121000 | PC |  | 1 | CNXIHE4 | [5 empty] | 1 | 0 | PC | 2017-02-28 | 0 | PC
VTS-D1010-2020S | JDZXR-10C 10000/v3 100/v3V |  | 121EL-VT | 3GB |  | 12H | COMM | CS03 | Z001 | V |  | F | RM | PD | ZABB | HGQ | 3410121000 | PC |  | 1 | CNJOCHE21 | [5 empty] | 1 | 0 | PC | 2021-02-23 | 0 | PC
VTS-D1010-4010S | JDZX17-10R 10/v3 0.1/v3 |  | 121EL-VT | 3GB |  | 12H | COMM | CS03 | Z001 | V |  | F | RM | PD | ZABB | HGQ | 3410121000 | PC |  | 1 | CNGELI3 | [5 empty] | 1 | 0 | PC | 2020-02-24 | 0 | PC
VTS-D1010-4010S-1 | JDZX13-10R 10/v3 0.1/v3 |  | 121EL-VT |  |  | 129 | COMM | CS03 | Z001 | V |  | F | RM | PD | ZABB | HGQ | 3410121000 | PC |  | 1 | CNGELI3 | [5 empty] | 1 | 0 | PC | 2020-03-11 | 0 | PC
VTS-D1010-4020 | JDZX10-10C1 10/v3¦.1/v3kV,50VA/0.5 |  | 121EL | 3GB |  | 12H | COMM | CS03 | Z001 | V |  | F | EL | PD | ZABB | HGQ | 3410120000 | PC |  | 1 | Y_PPM_01 | [5 empty] | 1 | 0 | PC | 2007-12-04 | 0 | PC
VTS-D1010-4020-2 | JDZX-10CQ2 10/v3¦0.1/v3kV 50VA/CL0.5 |  | 121EL-VT | 3GB |  | 12H | COMM | CS03 | Z001 | V |  | F | RM | PD | ZABB | HGQ | 3410121000 | PC |  | 1 | CNXIHE4 | [5 empty] | 1 | 0 | PC | 2010-12-07 | 0 | PC
VTS-D1010-4020-3 | JDZX10-10N 10/v3 0.1/v3 kV,0.5 |  | 121EL-VT |  |  | B03 | COMM | CS03 | Z001 | V |  | F | RM | PD | ZABB | HGQ | 3410121000 | PC |  | 1 | CNSHZEN2 | [5 empty] | 1 | 0 | PC | 2016-06-14 | 0 | PC
VTS-D1010-4020-4 | JDZX16-10N 10/v3 0.1/v3 kV,0.5 |  | 121EL-VT | 3GB |  | 12H | COMM | CS03 | Z001 | V |  | F | RM | PD | ZABB | HGQ | 3410121000 | PC |  | 1 | CNSHZEN2 | [5 empty] | 1 | 0 | PC | 2016-06-15 | 0 | PC
VTS-D1010-4020S | JDZXR-10C 10/v3¦.1/v3kV 50VA/0.5 |  | 121EL | 3GB |  | 12H | COMM | CS03 | Z001 | V |  | F | RM | PD | ZABB | HGQ | 3410120000 | PC |  | 1 | Y_PPM_01 | [5 empty] | 1 | 0 | PC | 2007-12-04 | 0 | PC
VTS-D1010-4020S-1 | JDZX17-10R 10/v3¦.1/v3kV 0.5/50VA |  | 121EL | 3GB |  | 12H | COMM | CS03 | Z001 | V |  | F | RM | PD | ZABB | HGQ | 3410121000 | PC |  | 1 | CNXIHE4 | [5 empty] | 1 | 0 | PC | 2008-10-14 | 0 | PC
VTS-D1010-4020S-NP | JDZX17-10R 10000/v3 100/v3 V |  | 121EL-VT | 3GB |  | 12H | COMM | CS03 | Z001 | V |  | F | RM | PD | ZABB | HGQ | 3410121000 | PC |  | 1 | CNGELI3 | [5 empty] | 1 | 0 | PC | 2020-03-25 | 0 | PC
VTS-D1010-4090 | JDZX10-10C1 10/v3 .1/v3kV,50VA/0.5（3P） |  | 121EL-VT | 3GB |  | 12H | COMM | CS03 | Z001 | V |  | F | RM | PD | ZABB | HGQ | 3410121000 | PC |  | 1 | CNMAZHA43 | [5 empty] | 1 | 0 | PC | 2019-07-10 | 0 | PC
VTS-D1010-40Q0S | JDZX17-10R 10/v3 .1/v3 kV 3P(0.2) |  | 121EL-VT | 3GB |  | 12H | COMM | CS03 | Z001 | V |  | F | RM | PD | ZABB | HGQ | 3410121000 | PC |  | 1 | CNDUYAN | [5 empty] | 1 | 0 | PC | 2020-11-04 | 0 | PC
VTS-D1010-5020 | JDZX10-10C1 10/v3¦.1/v3kV,60VA/CL 0.5 |  | 121EL-VT | 3GB |  | 12H | COMM | CS03 | Z001 | V |  | F | RM | PD | ZABB | HGQ | 3410121000 | PC |  | 1 | CNNEWAN | [5 empty] | 1 | 0 | PC | 2013-04-15 | 0 | PC
VTS-D1010-5020S | JDZX17-10R 10/v3 0.1/v3 kV 60VA/CL0.5 |  | 121EL-VT | 3GB |  | 12H | COMM | CS03 | Z001 | V |  | F | RM | PD | ZABB | HGQ | 3410121000 | PC |  | 1 | CNNEWAN | [5 empty] | 1 | 0 | PC | 2013-04-15 | 0 | PC
VTS-D1010-6020 | JDZX10-10C1 10/v3 0.1/v3 kV 75VA/CL0.5 |  | 121EL-VT | 3GB |  | 12H | COMM | CS03 | Z001 | V |  | F | RM | PD | ZABB | HGQ | 3410121000 | PC |  | 1 | T_GUIHUA_YE | [5 empty] | 1 | 0 | PC | 2015-04-10 | 0 | PC
VTS-D1010-6020S | JDZX13-10R 10/v3 0.1/v3 0.5/75VA |  | 121EL-VT | 3GB |  | 12H | COMM | CS03 | Z001 | V |  | F | RM | PD | ZABB | HGQ | 3410121000 | PC |  | 1 | CNJOCHE21 | [5 empty] | 1 | 0 | PC | 2020-10-19 | 0 | PC
VTS-D1010-8020-1 | JDZX17-10 10/v3 0.1/v3 kV 100VA/CL0.5 |  | 121EL-VT |  |  | B03 | COMM | CS03 | Z001 | V |  | F | RM | PD | ZABB | HGQ | 3410121000 | PC |  | 1 | T_GUIHUA_YE | [5 empty] | 1 | 0 | PC | 2015-04-10 | 0 | PC
VTS-D1010-8020-2 | JDZX15-20G 10/v3 0.1/v3 kV 100VA/CL0.5 |  | 121EL-VT | 3GB |  | 12H | COMM | CS03 | Z001 | V |  | F | RM | PD | ZABB | HGQ | 3410121000 | PC |  | 1 | CNXIHE4 | [5 empty] | 1 | 0 | PC | 2015-10-27 | 0 | PC
VTS-D1010-8020S | JDZX17-10R 10/v3 0.1/v3 kV 100VA/CL0.5 |  | 121EL-VT | 3GB |  | 12H | COMM | CS03 | Z001 | V |  | F | RM | PD | ZABB | HGQ | 3410121000 | PC |  | 1 | CNXIHE4 | [5 empty] | 1 | 0 | PC | 2012-11-30 | 0 | PC
VTS-D1010-G020 | JDZX10-10C1 10/v3 0.1/v3 kV |  | 121EL-VT | 3GB |  | 12H | COMM | CS03 | Z001 | V |  | F | RM | PD | ZABB | HGQ | 3410121000 | PC |  | 1 | T_GUIHUA_YE | [5 empty] | 1 | 0 | PC | 2016-02-24 | 0 | PC
VTS-D1010-G020-1 | JDZX10-10N 10/v3 0.1/v3 kV,0.5 |  | 121EL-VT | 3GB |  | 12H | COMM | CS03 | Z001 | V |  | F | RM | PD | ZABB | HGQ | 3410121000 | PC |  | 1 | CNSHZEN2 | [5 empty] | 1 | 0 | PC | 2016-06-21 | 0 | PC
VTS-D1010-H010 | JDZX10-10C1 10/v3¦.1/v3kV,25VA/0.2 |  | 121EL | 3GB |  | 12H | COMM | CS03 | Z001 | V |  | F | EL | PD | ZABB | HGQ | 3410120000 | PC |  | 1 | Y_PPM_01 | [5 empty] | 1 | 0 | PC | 2007-12-04 | 0 | PC
VTS-D1010-H010-3 | JDZX-10CQ 10/v3 0.1/v3kV 25VA/CL0.2 |  | 121EL-VT |  |  | B03 | COMM | CS03 | Z001 | V |  | F | RM | PD | ZABB | HGQ | 3410121000 | PC |  | 1 | CNXIHE4 | [5 empty] | 1 | 0 | PC | 2017-03-24 | 0 | PC
VTS-D1010-H010S | JDZXR-10C 10/v3¦.1/v3kV,25VA/0.2 |  | 121EL | 3GB |  | 12H | COMM | CS03 | Z001 | V |  | F | EL | PD | ZABB | HGQ | 3410120000 | PC |  | 1 | Y_PPM_01 | [5 empty] | 1 | 0 | PC | 2007-12-04 | 0 | PC
VTS-D1010-I010 | JDZX-10CQ 10/v3 .1/v3kV 20VA/CL0.2 |  | 121EL-VT | 3GB |  | 12H | COMM | CS03 | Z001 | V |  | F | RM | PD | ZABB | HGQ | 3410121000 | PC |  | 1 | T_GUIHUA_YE | [5 empty] | 1 | 0 | PC | 2012-08-09 | 0 | PC
VTS-D1010-I010-1 | JDZX9-20NG1-N 10/v3 .1/v3kV,20VA/0.2 |  | 121EL-VT | 3GB |  | 12H | COMM | CS03 | Z001 | V |  | F | RM | PD | ZABB | HGQ | 3410121000 | PC |  | 1 | T_GUIHUA_YE | [5 empty] | 1 | 0 | PC | 2012-08-20 | 0 | PC
VTS-D1010-I010-2 | JDZX10-10C1 10/v3 .1/v3kV,20VA/CL0.2 |  | 121EL-VT | 3GB |  | 12H | COMM | CS03 | Z001 | V |  | F | RM | PD | ZABB | HGQ | 3410121000 | PC |  | 1 | CNXIHE4 | [5 empty] | 1 | 0 | PC | 2013-02-18 | 0 | PC
VTS-D1010-I010S | JDZX17-10R 10/v3 .1/v3kV 20VA/0.2 |  | 121EL-VT | 3GB |  | 12H | COMM | CS03 | Z001 | V |  | F | RM | PD | ZABB | HGQ | 3410121000 | PC |  | 1 | CNXIHE4 | [5 empty] | 1 | 0 | PC | 2011-06-08 | 0 | PC
VTS-D1010-J020S | JDZX13-10R 10/v3 0.1/v3 |  | 121EL-VT | 3GB |  | 12H | COMM | CS03 | Z001 | V |  | F | RM | PD | ZABB | HGQ | 3410121000 | PC |  | 1 | CNMAZHA43 | [5 empty] | 1 | 0 | PC | 2020-03-24 | 0 | PC
VTS-D1010-J020S-1 | JDZX17-10 10/v3 0.1/v3 |  | 121EL-VT |  |  | 129 | COMM | CS03 | Z001 | V |  | F | RM | PD | ZABB | HGQ | 3410121000 | PC |  | 1 | CNXIYE6 | [5 empty] | 1 | 0 | PC | 2021-12-29 | 0 | PC
VTS-D1010-J020S-2 | JDZX17-10R 10/v3 0.1/v3 |  | 121EL-VT | 3GB |  | 12H | COMM | CS03 | Z001 | V |  | F | RM | PD | ZABB | HGQ | 3410121000 | PC |  | 1 | CNXIYE6 | [5 empty] | 1 | 0 | PC | 2021-12-30 | 0 | PC
VTS-D1011-111A | JDZX10-10C1 10000/v3 100/v3 100/3V |  | 121EL-VT |  |  | 129 | COMM | CS03 | Z001 | V |  | F | RM | PD | ZABB | HGQ | 3410121000 | PC |  | 1 | CNGELI3 | [5 empty] | 1 | 0 | PC | 2019-11-11 | 0 | PC
VTS-D1011-1213 | JDZX10-10C1 10/v3¦.1/v3¦0.1/3,15VA/0.2,3 |  | 121EL | 3GB |  | 12H | COMM | CS03 | Z001 | V |  | F | EL | PD | ZABB | HGQ | 3410120000 | PC |  | 1 | Y_PPM_01 | [5 empty] | 1 | 0 | PC | 2007-12-04 | 0 | PC
VTS-D1011-1213-1 | JDZX-10CQ2 10/v3 0.1/v3 0.1/3kV |  | 121EL-VT | 3GB |  | 12H | COMM | CS03 | Z001 | V |  | F | RM | PD | ZABB | HGQ | 3410121000 | PC |  | 1 | CNDUYAN | [5 empty] | 1 | 0 | PC | 2020-11-12 | 0 | PC
VTS-D1011-1213-2 | JDZX-10CQ 10/v3 0.1/v3 0.1/3kV |  | 121EL-VT | 3GD |  | 12H | COMM | CS03 | Z001 | V |  | F | RM | PD | ZABB | HGQ | 3410121000 | PC |  | 1 | CNDUYAN | [5 empty] | 1 | 0 | PC | 2020-11-12 | 0 | PC
VTS-D1011-12C3 | JDZX10-10C1 10/v3 .1/v3 0.1/3,15VA/0.2,3 |  | 121EL-VT | 3GB |  | 12H | COMM | CS03 | Z001 | V |  | F | RM | PD | ZABB | HGQ | 3410121000 | PC |  | 1 | CNGELI3 | [5 empty] | 1 | 0 | PC | 2019-10-31 | 0 | PC
VTS-D1011-1411 | JDZX10-10C1 10/v3 0.1/v3 0.1/3kV CL0.2/6 |  | 121EL-VT |  |  | 129 | COMM | CS03 | Z001 | V |  | F | RM | PD | ZABB | HGQ | 3410121000 | PC |  | 1 | CNJOCHE21 | [5 empty] | 1 | 0 | PC | 2021-01-21 | 0 | PC
VTS-D1011-1411-01 | JDZX10-10C2G-N 10/v3 .1/v3 0.1/3KV,0.2/1 |  | 121EL-VT | 3GB |  | 12H | COMM | CS03 | Z001 | V |  | F | RM | PD | ZABB | HGQ | 3410121000 | PC |  | 1 | CNJOCHE21 | [5 empty] | 1 | 0 | PC | 2021-01-21 | 0 | PC
VTS-D1011-1413 | JDZX-10CQ2 10/v3¦.1/v3¦.1/3kV 0.2/3P |  | 121EL | 3GB |  | 12H | COMM | CS03 | Z001 | V |  | F | RM | PD | ZABB | HGQ | 3410121000 | PC |  | 1 | CNXIHE4 | [5 empty] | 1 | 0 | PC | 2008-06-27 | 0 | PC
VTS-D1011-1413-1 | JDZX-10CQ 10/v3 0.1/v3 0.1/3kV 0.2/3P |  | 121EL-VT | 3GB |  | 12H | COMM | CS03 | Z001 | V |  | F | RM | PD | ZABB | HGQ | 3410121000 | PC |  | 1 | CNXIHE4 | [5 empty] | 1 | 0 | PC | 2011-07-18 | 0 | PC
VTS-D1011-1413-2 | JDZX10-10C2G-N 10/v3 .1/v3 .1/3kV 0.2/3P |  | 121EL-VT | 3GD |  | 12H | COMM | CS03 | Z001 | V |  | F | RM | PD | ZABB | HGQ | 3410121000 | PC |  | 1 | CNGELI3 | [5 empty] | 1 | 0 | PC | 2019-10-14 | 0 | PC
VTS-D1011-1413-3 | JDZX10-10C1 10/v3 0.1/v3 0.1/3kV |  | 121EL-VT | 3GB |  | 12H | COMM | CS03 | Z001 | V |  | F | RM | PD | ZABB | HGQ | 3410121000 | PC |  | 1 | CNJOCHE21 | [5 empty] | 1 | 0 | PC | 2021-06-16 | 0 | PC
VTS-D1011-1413S | JDZXR-10C 10/v3 0.1/v3 0.1/3kV 0.2/3P |  | 121EL-VT | 3GB |  | 12H | COMM | CS03 | Z001 | V |  | F | RM | PD | ZABB | HGQ | 3410121000 | PC |  | 1 | CNGELI3 | [5 empty] | 1 | 0 | PC | 2019-11-13 | 0 | PC
VTS-D1011-1513 | JDZX10-10C1 10000/v3 100/v3 100/3V |  | 121EL-VT | 3GB |  | 12H | COMM | CS03 | Z001 | V |  | F | RM | PD | ZABB | HGQ | 3410121000 | PC |  | 1 | CNXIHE4 | [5 empty] | 1 | 0 | PC | 2011-08-29 | 0 | PC
VTS-D1011-1I1B | JDZX10-10C1 10/v3¦.1/v3¦0.1/v3kv,15VA/0. |  | 121EL | 3GB |  | 12H | COMM | CS03 | Z001 | V |  | F | EL | PD | ZABB | HGQ | 3410120000 | PC |  | 1 | Y_PPM_01 | [5 empty] | 1 | 0 | PC | 2007-12-04 | 0 | PC
VTS-D1011-2144S | JDZXR-10C 10/v3¦.1/v3¦.1/3kV,50VA/0.5,50 |  | 121EL-VT | 3GB |  | 12H | COMM | CS03 | Z001 | V |  | F | RM | PD | ZABB | HGQ | 3410121000 | PC |  | 1 | CNNEWAN | [5 empty] | 1 | 0 | PC | 2010-03-15 | 0 | PC
VTS-D1011-2213 | JDZX-10CQ 10/v3 0.1/v3 0.1/3kV |  | 121EL-VT | 3GB |  | 12H | COMM | CS03 | Z001 | V |  | F | RM | PD | ZABB | HGQ | 3410121000 | PC |  | 1 | CNXIHE4 | [5 empty] | 1 | 0 | PC | 2017-03-28 | 0 | PC
VTS-D1011-2213S | JDZX17-10R 10/v3 0.1/v3 0.1/v3kV 30VA/CL |  | 121EL-VT | 3GB |  | 12H | COMM | CS03 | Z001 | V |  | F | RM | PD | ZABB | HGQ | 3410121000 | PC |  | 1 | CNXIHE4 | [5 empty] | 1 | 0 | PC | 2016-03-07 | 0 | PC
VTS-D1011-2213S-1 | JDZX17-10R 10/v3 0.1/v3 0.1/3kV 30VA/CL |  | 121EL-VT | 3GB |  | 12H | COMM | CS03 | Z001 | V |  | F | RM | PD | ZABB | HGQ | 3410121000 | PC |  | 1 | CNSASU2 | [5 empty] | 1 | 0 | PC | 2018-12-25 | 0 | PC
VTS-D1011-221BS | JDZX17-10R 10/v3 0.1/v3 0.1/v3 |  | 121EL-VT | 3GB |  | 12H | COMM | CS03 | Z001 | V |  | F | RM | PD | ZABB | HGQ | 3410121000 | PC |  | 1 | CNDUYAN | [5 empty] | 1 | 0 | PC | 2018-05-25 | 0 | PC
VTS-D1011-2221S | JDZX17-10R 10/v3¦.1/v3¦0.1/3 0.5/6P |  | 121EL-VT | 3GB |  | 12H | COMM | CS03 | Z001 | V |  | F | RM | PD | ZABB | HGQ | 3410121000 | PC |  | 1 | CNXIHE4 | [5 empty] | 1 | 0 | PC | 2010-08-30 | 0 | PC
VTS-D1011-2223 | JDZX10-10C1 10/v3 .1/v3 .1/3kV,30VA/0.5, |  | 121EL-VT | 3GB |  | 12H | COMM | CS03 | Z001 | V |  | F | RM | PD | ZABB | HGQ | 3410121000 | PC |  | 1 | T_GUIHUA_YE | [5 empty] | 1 | 0 | PC | 2012-04-25 | 0 | PC
VTS-D1011-2223-1 | JDZX11-20E 10/v3 0.1/v3 0.1/3 kV CL0.5/3 |  | 121EL-VT | 3GB |  | 12H | COMM | CS03 | Z001 | V |  | F | RM | PD | ZABB | HGQ | 3410121000 | PC |  | 1 | T_GUIHUA_YE | [5 empty] | 1 | 0 | PC | 2013-01-18 | 0 | PC
VTS-D1011-2223-2 | JDZX15-20 10000/v3 100/v3 100/3V 0.5/3P |  | 121EL-VT | 3GB |  | 12H | COMM | CS03 | Z001 | V |  | F | RM | PD | ZABB | HGQ | 3410121000 | PC |  | 1 | CNXIHE4 | [5 empty] | 1 | 0 | PC | 2013-09-09 | 0 | PC
VTS-D1011-2223-3 | JDZX10-10C1G-N 10/v3 0.1/v3 0.1/3kV |  | 121EL-VT | 3GB |  | 12H | COMM | CS03 | Z001 | V |  | F | RM | PD | ZABB | HGQ | 3410121000 | PC |  | 1 | CNXIHE4 | [5 empty] | 1 | 0 | PC | 2014-02-27 | 0 | PC
VTS-D1011-2223-4 | JDZX16-10W-A 10/v3 0.1/v3 0.1/3kV |  | 121EL-VT | 3GB |  | 12H | COMM | CS03 | Z001 | V |  | F | RM | PD | ZABB | HGQ | 3410121000 | PC |  | 1 | CNXIHE4 | [5 empty] | 1 | 0 | PC | 2014-02-27 | 0 | PC
VTS-D1011-2223S | JDZXR-10C 10/v3¦.1/v3¦.1/3kV,30VA/0.5,30 |  | 121EL | 3GB |  | 12H | COMM | CS03 | Z001 | V |  | F | RM | PD | ZABB | HGQ | 3410121000 | PC |  | 1 | CNXIHE4 | [5 empty] | 1 | 0 | PC | 2008-09-01 | 0 | PC
VTS-D1011-2223S-1 | JDZX17-10R 10000/v3 100/v3 100/3V |  | 121EL-VT | 3GB |  | 12H | COMM | CS03 | Z001 | V |  | F | RM | PD | ZABB | HGQ | 3410121000 | PC |  | 1 | CNXIHE4 | [5 empty] | 1 | 0 | PC | 2011-01-17 | 0 | PC
VTS-D1011-2223S-2 | JDZX15-20R 10000/v3 100/v3 100/3V |  | 121EL-VT | 3GB |  | 12H | COMM | CS03 | Z001 | V |  | F | RM | PD | ZABB | HGQ | 3410121000 | PC |  | 1 | CNXIHE4 | [5 empty] | 1 | 0 | PC | 2013-01-18 | 0 | PC
VTS-D1011-2223S-3 | JDZX17-10R 10/v3 0.1/v3 0.1/3kV W.TUBE |  | 121EL-VT | 3GB |  | 12H | COMM | CS03 | Z001 | V |  | F | RM | PD | ZABB | HGQ | 3410121000 | PC |  | 1 | T_GUIHUA_YE | [5 empty] | 1 | 0 | PC | 2014-10-11 | 0 | PC
VTS-D1011-2293S | JDZX17-10R 10/v3 0.1/v3 0.1/3kV W.TUBE |  | 121EL-VT | 3GB |  | 12H | COMM | CS03 | Z001 | V |  | F | RM | PD | ZABB | HGQ | 3410121000 | PC |  | 1 | T_GUIHUA_YE | [5 empty] | 1 | 0 | PC | 2015-03-13 | 0 | PC
VTS-D1011-2411 | JDZX10-10C1 10/v3 .1/v3 0.1/3KV,0.2/30VA |  | 121EL-VT |  |  | 129 | COMM | CS03 | Z001 | V |  | F | RM | PD | ZABB | HGQ | 3410121000 | PC |  | 1 | CNZHZHA51 | [5 empty] | 1 | 0 | PC | 2019-07-02 | 0 | PC
VTS-D1011-2411S | JDZXR-10C 10/v3 .1/v3 .1/3kV 0.2/6P |  | 121EL-VT | 3GB |  | 12H | COMM | CS03 | Z001 | V |  | F | RM | PD | ZABB | HGQ | 3410121000 | PC |  | 1 | CNXIHE4 | [5 empty] | 1 | 0 | PC | 2016-03-03 | 0 | PC
VTS-D1011-2413 | JDZX11-10 10/v3¦.1/v3¦.1/3kV,30VA/0.2;50 |  | 121EL | 3GB |  | 12H | COMM | CS03 | Z001 | V |  | F | RM | PD | ZABB | HGQ | 3410120000 | PC |  | 1 | Y_PPM_01 | [5 empty] | 1 | 0 | PC | 2007-12-04 | 0 | PC
VTS-D1011-2413-2 | JDZX10-10C1 10/v3 .1/v3 .1/3kV |  | 121EL-VT | 3GB |  | 12H | COMM | CS03 | Z001 | V |  | F | RM | PD | ZABB | HGQ | 3410121000 | PC |  | 1 | T_GUIHUA_YE | [5 empty] | 1 | 0 | PC | 2012-09-26 | 0 | PC
VTS-D1011-2413-3 | JDZX17-10 10/v3 .1/v3 .1/3kV 0.2/3P |  | 121EL-VT | 3GB |  | 12H | COMM | CS03 | Z001 | V |  | F | RM | PD | ZABB | HGQ | 3410121000 | PC |  | 1 | CNZHZHA51 | [5 empty] | 1 | 0 | PC | 2020-04-08 | 0 | PC
VTS-D1011-2413-4 | JDZX10-10C1 10/v3 0.1/v3 0.1/3kV |  | 121EL-VT |  |  | 129 | COMM | CS03 | Z001 | V |  | F | RM | PD | ZABB | HGQ | 3410121000 | PC |  | 1 | CNDUYAN | [5 empty] | 1 | 0 | PC | 2020-11-13 | 0 | PC
VTS-D1011-2413S | JDZX17-10R 10/v3 0.1/v3 0.1/3kV CL0.2/3P |  | 121EL-VT | 3GB |  | 12H | COMM | CS03 | Z001 | V |  | F | RM | PD | ZABB | HGQ | 3410121000 | PC |  | 1 | CNXIHE4 | [5 empty] | 1 | 0 | PC | 2014-09-10 | 0 | PC
VTS-D1011-2413S-1 | JDZXR-10C 10000/v3 100/v3 100/3V 30VA/CL |  | 121EL-VT | 3GB |  | 12H | COMM | CS03 | Z001 | V |  | F | RM | PD | ZABB | HGQ | 3410121000 | PC |  | 1 | CNXIHE4 | [5 empty] | 1 | 0 | PC | 2015-06-11 | 0 | PC
VTS-D1011-2413S-2 | JDZXR-10C 10/v3 0.1/v3 0.1/3kV |  | 121EL-VT | 3GB |  | 12H | COMM | CS03 | Z001 | V |  | F | RM | PD | ZABB | HGQ | 3410121000 | PC |  | 1 | CNSHZHA9 | [5 empty] | 1 | 0 | PC | 2018-02-06 | 0 | PC
VTS-D1011-2413S-NP | JDZX17-10R 10/v3 0.1/v3 0.1/3kV |  | 121EL-VT | 3GB |  | 12H | COMM | CS03 | Z001 | V |  | F | RM | PD | ZABB | HGQ | 3410121000 | PC |  | 1 | CNXIHE4 | [5 empty] | 1 | 0 | PC | 2017-07-27 | 0 | PC
VTS-D1011-2421 | JDZX10-10C1 10/v3 0.1/v3 0.1/3kV |  | 121EL-VT | 3GB |  | 12H | COMM | CS03 | Z001 | V |  | F | RM | PD | ZABB | HGQ | 3410121000 | PC |  | 1 | CNXIHE4 | [5 empty] | 1 | 0 | PC | 2012-05-30 | 0 | PC
VTS-D1011-2421-1 | JDZX10-10C1 10000/v3 100/v3 100/3V |  | 121EL-VT | 3GB |  | 12H | COMM | CS03 | Z001 | V |  | F | RM | PD | ZABB | HGQ | 3410121000 | PC |  | 1 | CNGELI3 | [5 empty] | 1 | 0 | PC | 2020-01-13 | 0 | PC
VTS-D1011-2421-2 | JDZX10-10C2G-N 30/50VA CL0.5/6P |  | 123HGQ | 3GB |  | 12H | COMM | CS03 | Z001 | V |  | F | RM | PD | ZABB | HGQ | 3410121000 | PC |  | 1 | CNZHZHA51 | [5 empty] | 1 | 0 | PC | 2020-11-23 | 0 | PC
VTS-D1011-2421-3 | JDZX10-10C1G-N 10/v3 0.1/v3 0.1/3kV |  | 121EL-VT | 3GB |  | 12H | COMM | CS03 | Z001 | V |  | F | RM | PD | ZABB | HGQ | 3410121000 | PC |  | 1 | CNJOCHE21 | [5 empty] | 1 | 0 | PC | 2021-07-19 | 0 | PC
VTS-D1011-2421S | JDZXR-10C 10/v3¦.1/v3¦.1/3kV,30VA/CL0.5; |  | 121EL-VT | 3GB |  | 12H | COMM | CS03 | Z001 | V |  | F | RM | PD | ZABB | HGQ | 3410121000 | PC |  | 1 | CNXIHE4 | [5 empty] | 1 | 0 | PC | 2010-07-21 | 0 | PC
VTS-D1011-2421S-1 | JDZX17-10R 10/v3 0.1/v3 0.1/3kV CL0.5/6P |  | 121EL-VT |  |  | B03 | COMM | CS03 | Z001 | V |  | F | RM | PD | ZABB | HGQ | 3410121000 | PC |  | 1 | CNXIHE4 | [5 empty] | 1 | 0 | PC | 2013-06-08 | 0 | PC
VTS-D1011-2423 | JDZX10-10N 10/v3¦.1/v3¦.1kV 30VA/0.5,50V |  | 121EL | 3GB |  | 12H | COMM | CS03 | Z001 | V |  | F | EL | PD | ZABB | HGQ | 3410120000 | PC |  | 1 | Y_PPM_01 | [5 empty] | 1 | 0 | PC | 2007-12-04 | 0 | PC
VTS-D1011-2423-1 | JDZX16-10N 10/v3 0.1/v3 0.1kV CL0.5/3P |  | 121EL | 3GB |  | 12H | COMM | CS03 | Z001 | V |  | F | EL | PD | ZABB | HGQ | 3410120000 | PC |  | 1 | Y_PPM_01 | [5 empty] | 1 | 0 | PC | 2007-12-04 | 0 | PC
VTS-D1011-2423-10 | JDZX10-10C1 10/v3 0.1/v3 0.1/3kV |  | 121EL-VT | 3GB |  | 12H | COMM | CS03 | Z001 | V |  | F | RM | PD | ZABB | HGQ | 3410121000 | PC |  | 1 | CNDUYAN | [5 empty] | 1 | 0 | PC | 2020-09-24 | 0 | PC
VTS-D1011-2423-11 | JDZX10-10C1G-N 10/v3 0.1/v3 0.1/3 kV |  | 121EL-VT | 3GB |  | 12H | COMM | CS03 | Z001 | V |  | F | RM | PD | ZABB | HGQ | 3410121000 | PC |  | 1 | CNADDEN | [5 empty] | 1 | 0 | PC | 2021-03-26 | 0 | PC
VTS-D1011-2423-2 | JDZX-10CQ 10/v3¦.1/v3¦.1/3kV 0.5/3P |  | 121EL-VT | 3GB |  | 12H | COMM | CS03 | Z001 | V |  | F | RM | PD | ZABB | HGQ | 3410121000 | PC |  | 1 | CNXIHE4 | [5 empty] | 1 | 0 | PC | 2009-02-11 | 0 | PC
VTS-D1011-2423-3 | JDZX-10CQ2 10/v3 .1/v3 .1/3kV 0.5/3P |  | 121EL-VT | 3GB |  | 12H | COMM | CS03 | Z001 | V |  | F | RM | PD | ZABB | HGQ | 3410121000 | PC |  | 1 | CNXIHE4 | [5 empty] | 1 | 0 | PC | 2010-03-30 | 0 | PC
VTS-D1011-2423-4 | JDZX10-10C1 10/v3 0.1/v3 0.1/3kV |  | 121EL-VT | 3GB |  | 12H | COMM | CS03 | Z001 | V |  | F | RM | PD | ZABB | HGQ | 3410121000 | PC |  | 1 | CNXIHE4 | [5 empty] | 1 | 0 | PC | 2011-06-16 | 0 | PC
VTS-D1011-2423-5 | JDZX10-10C2G-N 10/v3 .1/v3 .1/3kV 0.5/3P |  | 121EL-VT | 3GB |  | 12H | COMM | CS03 | Z001 | V |  | F | RM | PD | ZABB | HGQ | 3410121000 | PC |  | 1 | T_GUIHUA_YE | [5 empty] | 1 | 0 | PC | 2011-10-14 | 0 | PC
VTS-D1011-2423-6 | JDZX-10CQ 10/v3 .1/v3 .1/3kV 0.5/3P |  | 121EL-VT | 3GB |  | 12H | COMM | CS03 | Z001 | V |  | F | RM | PD | ZABB | HGQ | 3410121000 | PC |  | 1 | CNXIHE4 | [5 empty] | 1 | 0 | PC | 2013-04-10 | 0 | PC
VTS-D1011-2423-7 | JDZX15-20 10/v3 0.1/v3 0.1/3kV CL0.5/3P |  | 121EL-VT | 3GB |  | 12H | COMM | CS03 | Z001 | V |  | F | RM | PD | ZABB | HGQ | 3410121000 | PC |  | 1 | CNXIHE4 | [5 empty] | 1 | 0 | PC | 2014-03-21 | 0 | PC
VTS-D1011-2423-8 | JDZX10-10C 10/v3 0.1/v3 0.1/3kV CL0.5/3P |  | 121EL-VT | 3GB |  | B03 | COMM | CS03 | Z001 | V |  | F | RM | PD | ZABB | HGQ | 3410121000 | PC |  | 1 | CNSOLIN2 | [5 empty] | 1 | 0 | PC | 2015-05-14 | 0 | PC
VTS-D1011-2423-9 | JDZX10-10C1G-N 10/v3 0.1/v3 0.1/3kV |  | 121EL-VT | 3GB |  | 12H | COMM | CS03 | Z001 | V |  | F | RM | PD | ZABB | HGQ | 3410121000 | PC |  | 1 | CNGELI3 | [5 empty] | 1 | 0 | PC | 2019-07-10 | 0 | PC
VTS-D1011-2423S | JDZX10-10N 30/50VA CL0.5/3P(*) |  | 121EL | 3GB |  | 12H | COMM | CS03 | Z001 | V |  | F | EL | PD | ZABB | HGQ | 3410120000 | PC |  | 1 | Y_PPM_01 | [5 empty] | 1 | 0 | PC | 2007-12-04 | 0 | PC
VTS-D1011-2423S-1 | JDZX13-10R 10/v3¦0.1/v3¦0.1/3KV 0.5/3P |  | 121EL-VT |  |  | 12Q | COMM | CS03 | Z001 | V |  | F | RM | PD | ZABB | HGQ | 3410121000 | PC |  | 1 | CNXIHE4 | [5 empty] | 1 | 0 | PC | 2009-01-16 | 0 | PC
VTS-D1011-2423S-3 | JDZXR-10C 10000/v3 100/v3 100/3V |  | 121EL-VT | 3GB |  | 12H | COMM | CS03 | Z001 | V |  | F | RM | PD | ZABB | HGQ | 3410121000 | PC |  | 1 | CNXIHE4 | [5 empty] | 1 | 12 | PC | 2011-06-16 | 0 | PC
VTS-D1011-2423S-4 | JDZX17-10R 10/v3 .1/v3 .1/3,30VA/0.5,3P/ |  | 121EL-VT | 3GB |  | 12H | COMM | CS03 | Z001 | V |  | F | RM | PD | ZABB | HGQ | 3410121000 | PC |  | 1 | T_GUIHUA_YE | [5 empty] | 1 | 0 | PC | 2011-12-19 | 0 | PC
VTS-D1011-2423S-5 | JDZX10-10C1 10/v3 .1/v3 .1/3kV W.TUBE |  | 121EL-VT | 3GB |  | 12H | COMM | CS03 | Z001 | V |  | F | RM | PD | ZABB | HGQ | 3410121000 | PC |  | 1 | T_GUIHUA_YE | [5 empty] | 1 | 0 | PC | 2012-06-15 | 0 | PC
VTS-D1011-2423S-6 | JDZX15-20R 10/v3 0.1/v3 0.1/3kV CL0.5/3P |  | 121EL-VT | 3GB |  | 12H | COMM | CS03 | Z001 | V |  | F | RM | PD | ZABB | HGQ | 3410121000 | PC |  | 1 | CNXIHE4 | [5 empty] | 1 | 0 | PC | 2014-03-21 | 0 | PC
VTS-D1011-2423S-7 | JDZX17-10R 10/v3¦0.1/v3¦0.1/3kV |  | 121EL-VT | 3GB |  | 12H | COMM | CS03 | Z001 | V |  | F | RM | PD | ZABB | HGQ | 3410121000 | PC |  | 1 | CNDUYAN | [5 empty] | 1 | 0 | PC | 2020-05-26 | 0 | PC
VTS-D1011-24Q3 | JDZX10-10C1 10/v3 0.1/v3 0.1/3kV,30VA/3P |  | 121EL-VT | 3GB |  | 12H | COMM | CS03 | Z001 | V |  | F | RM | PD | ZABB | HGQ | 3410121000 | PC |  | 1 | CNJOCHE21 | [5 empty] | 1 | 0 | PC | 2020-11-10 | 0 | PC
VTS-D1011-25C3 | JDZX10-10C1 10/v3 0.1/v3 0.1/3kV |  | 121EL-VT | 3GB |  | 12H | COMM | CS03 | Z001 | V |  | F | RM | PD | ZABB | HGQ | 3410121000 | PC |  | 1 | CNJISU10 | [5 empty] | 1 | 0 | PC | 2021-11-11 | 0 | PC
VTS-D1011-2713 | JDZX10-10C1 10/v3 .1/v3 .1/3kV |  | 121EL-VT | 3GB |  | 12H | COMM | CS03 | Z001 | V |  | F | RM | PD | ZABB | HGQ | 3410121000 | PC |  | 1 | CNXIHE4 | [5 empty] | 1 | 0 | PC | 2011-08-17 | 0 | PC
VTS-D1011-2723 | JDZX10-10C1 10/v3 .1/v3 .1/3kV 30VA/CL0. |  | 121EL-VT | 3GB |  | 12H | COMM | CS03 | Z001 | V |  | F | RM | PD | ZABB | HGQ | 3410121000 | PC |  | 1 | T_GUIHUA_YE | [5 empty] | 1 | 0 | PC | 2012-01-12 | 0 | PC
VTS-D1011-2811 | JDZX10-10C1 10000/v3 100/v3 100/3V |  | 121EL-VT | 3GB |  | 12H | COMM | CS03 | Z001 | V |  | F | RM | PD | ZABB | HGQ | 3410121000 | PC |  | 1 | T_GUIHUA_YE | [5 empty] | 1 | 0 | PC | 2011-09-28 | 0 | PC
VTS-D1011-2813-1 | JDZX17-10 10/v3¦.1/v3¦.1/3kV 0.2/3P |  | 121EL-VT | 3GB |  | 12H | COMM | CS03 | Z001 | V |  | F | RM | PD | ZABB | HGQ | 3410121000 | PC |  | 1 | CNXIHE4 | [5 empty] | 1 | 0 | PC | 2009-01-13 | 0 | PC
VTS-D1011-2813S | JDZX17-10R 10/v3¦.1/v3¦.1/3kV 0.2/3P |  | 121EL | 3GB |  | 12H | COMM | CS03 | Z001 | V |  | F | RM | PD | ZABB | HGQ | 3410121000 | PC |  | 1 | CNXIHE4 | [5 empty] | 1 | 0 | PC | 2008-04-21 | 0 | PC
VTS-D1011-2821 | JDZX10-10C1 10/v3 0.1/v3 0.1/3kV CL0.5/6 |  | 121EL-VT | 3GB |  | 12H | COMM | CS03 | Z001 | V |  | F | RM | PD | ZABB | HGQ | 3410121000 | PC |  | 1 | CNXIHE4 | [5 empty] | 1 | 0 | PC | 2013-07-04 | 0 | PC
VTS-D1011-2823 | JDZX10-10C1 10/v3 .1/v3 .1/3kV |  | 121EL-VT | 3GB |  | 12H | COMM | CS03 | Z001 | V |  | F | RM | PD | ZABB | HGQ | 3410121000 | PC |  | 1 | CNJOCHE21 | [5 empty] | 1 | 0 | PC | 2021-08-11 | 0 | PC
VTS-D1011-2828S | JDZXR-10C 10/v3¦.1/v3¦.1/3kV,0.5/30VA;3P |  | 121EL-VT | 3GB |  | 12H | COMM | CS03 | Z001 | V |  | F | RM | PD | ZABB | HGQ | 3410121000 | PC |  | 1 | CNNEWAN | [5 empty] | 1 | 0 | PC | 2011-03-25 | 0 | PC
VTS-D1011-4-G423 | JDZX10-10C1 10/v3¦.1/v3¦0.1/3KV,40VA/0.5 |  | 121EL-VT | 3GB |  | 12H | COMM | CS03 | Z001 | V |  | F | RM | PD | ZABB | HGQ | 3410121000 | PC |  | 1 | CNXIHE4 | [5 empty] | 1 | 0 | PC | 2009-10-15 | 0 | PC
VTS-D1011-4020S | JDZXR-10C 10/v3 0.1/v3kV 50VA/0.5 |  | 121EL | 3GB |  | 12H | COMM | CS03 | Z001 | V |  | F | EL | PD | ZABB | HGQ | 3410120000 | PC |  | 1 | Y_PPM_01 | [5 empty] | 1 | 0 | PC | 2007-12-04 | 0 | PC
VTS-D1011-4411S | JDZX17-10R 10/v3 .1/v3 .1/3kV 0.2/6P |  | 121EL-VT | 3GB |  | 12H | COMM | CS03 | Z001 | V |  | F | RM | PD | ZABB | HGQ | 3410121000 | PC |  | 1 | CNMAZHA43 | [5 empty] | 1 | 0 | PC | 2020-03-24 | 0 | PC
VTS-D1011-4413-1 | JDZX10-10C1 10/v3 0.1/v3 0.1/3 kV |  | 121EL-VT |  |  | 129 | COMM | CS03 | Z001 | V |  | F | RM | PD | ZABB | HGQ | 3410121000 | PC |  | 1 | CNDUYAN | [5 empty] | 1 | 0 | PC | 2020-11-04 | 0 | PC
VTS-D1011-441B | JDZX17-10R 10/v3¦.1/v3¦0.1/3 0.2/3P |  | 121EL | 3GB |  | 12H | COMM | CS03 | Z001 | V |  | F | RM | PD | ZABB | HGQ | 3410120000 | PC |  | 1 | Y_PPM_01 | [5 empty] | 1 | 0 | PC | 2007-12-04 | 0 | PC
VTS-D1011-441BS | JDZX17-10 10/v3¦.1/v3¦0.1/3 0.2/3P |  | 121EL | 3GB |  | 12H | COMM | CS03 | Z001 | V |  | F | RM | PD | ZABB | HGQ | 3410120000 | PC |  | 1 | Y_PPM_01 | [5 empty] | 1 | 0 | PC | 2007-12-04 | 0 | PC
VTS-D1011-4421 | JDZX10-10C1 10/v3 0.1/v3 0.1/3kV 50VA/ |  | 121EL-VT | 3GB |  | 12H | COMM | CS03 | Z001 | V |  | F | RM | PD | ZABB | HGQ | 3410121000 | PC |  | 1 | CNXIHE4 | [5 empty] | 1 | 0 | PC | 2010-08-30 | 0 | PC
VTS-D1011-4421-1 | JDZX10-10C1G-N 10/v3 0.1/v3 0.1/3kV |  | 121EL-VT | 3GB |  | 12H | COMM | CS03 | Z001 | V |  | F | RM | PD | ZABB | HGQ | 3410121000 | PC |  | 1 | CNDUYAN | [5 empty] | 1 | 0 | PC | 2019-01-29 | 0 | PC
VTS-D1011-4421S | JDZXR-10C 10/v3 0.1/v3 0.1/3kV 50VA/ |  | 121EL-VT | 3GB |  | 12H | COMM | CS03 | Z001 | V |  | F | RM | PD | ZABB | HGQ | 3410121000 | PC |  | 1 | CNXIHE4 | [5 empty] | 1 | 0 | PC | 2010-08-19 | 0 | PC
VTS-D1011-4421S-1 | JDZX17-10R 10/v3 .1/v3 .1/3kV 0.5/6P |  | 121EL-VT | 3GB |  | 12H | COMM | CS03 | Z001 | V |  | F | RM | PD | ZABB | HGQ | 3410121000 | PC |  | 1 | CNMAZHA43 | [5 empty] | 1 | 0 | PC | 2020-03-24 | 0 | PC
VTS-D1011-4423 | JDZX10-10C1 10/v3 .1/v3 .1/3kV,50VA/0.5, |  | 121EL | 3GB |  | 12H | COMM | CS03 | Z001 | V |  | F | EL | PD | ZABB | HGQ | 3410120000 | PC |  | 1 | Y_PPM_01 | [5 empty] | 1 | 0 | PC | 2007-12-04 | 0 | PC
VTS-D1011-4423-1 | JDZX-10CQ2 10/v3¦.1/v3¦.1/3kV 0.5/3P |  | 121EL | 3GB |  | 12H | COMM | CS03 | Z001 | V |  | F | RM | PD | ZABB | HGQ | 3410121000 | PC |  | 1 | CNXIHE4 | [5 empty] | 1 | 0 | PC | 2008-03-14 | 0 | PC
VTS-D1011-4423-10 | JDZX16-10W-N 10/v3 0.1/v3 0.1/3kV 0.5/3P |  | 121EL-VT | 3GB |  | 12H | COMM | CS03 | Z001 | V |  | F | RM | PD | ZABB | HGQ | 3410121000 | PC |  | 1 | CNXIHE4 | [5 empty] | 1 | 0 | PC | 2016-01-22 | 0 | PC
VTS-D1011-4423-11 | JDZX16-10W-A 10/v3 0.1/v3 0.1/3kV |  | 121EL-VT |  |  | 129 | COMM | CS03 | Z001 | V |  | F | RM | PD | ZABB | HGQ | 3410121000 | PC |  | 1 | CNGELI3 | [5 empty] | 1 | 0 | PC | 2019-03-12 | 0 | PC
VTS-D1011-4423-12 | JDZX10-10C1 10/v3 0.1/v3 0.1/3kV,0.5/3P |  | 121EL-VT | 3GB |  | 12H | COMM | CS03 | Z001 | V |  | F | RM | PD | ZABB | HGQ | 3410121000 | PC |  | 1 | CNDUYAN | [5 empty] | 1 | 0 | PC | 2020-06-05 | 0 | PC
VTS-D1011-4423-13 | JDZX10-10C2G-N 10/v3 .1/v3 .1/3KV 0.5/3P |  | 121EL-VT |  |  | 129 | COMM | CS03 | Z001 | V |  | F | RM | PD | ZABB | HGQ | 3410121000 | PC |  | 1 | CNDUYAN | [5 empty] | 1 | 0 | PC | 2020-06-08 | 0 | PC
VTS-D1011-4423-14 | JDZX10-10C2G-N 10000/v3 100/v3 100/3V |  | 121EL-VT |  |  | 129 | COMM | CS03 | Z001 | V |  | F | RM | PD | ZABB | HGQ | 3410121000 | PC |  | 1 | CNDUYAN | [5 empty] | 1 | 0 | PC | 2020-09-16 | 0 | PC
VTS-D1011-4423-2 | JDZX-10CQ 10/v3¦.1/v3¦.1/3kV 0.5/3P |  | 121EL | 3GB |  | 12H | COMM | CS03 | Z001 | V |  | F | RM | PD | ZABB | HGQ | 3410121000 | PC |  | 1 | CNXIHE4 | [5 empty] | 1 | 0 | PC | 2008-06-27 | 0 | PC
VTS-D1011-4423-4 | JDZX10-10C2G-A 10/v3¦.1/v3¦.1/3kV,50VA/ |  | 121EL-VT | 3GB |  | 12H | COMM | CS03 | Z001 | V |  | F | RM | PD | ZABB | HGQ | 3410121000 | PC |  | 1 | CNXIHE4 | [5 empty] | 1 | 0 | PC | 2010-11-02 | 0 | PC
VTS-D1011-4423-5 | JDZXR-10C 10/v3¦.1/v3¦.1/3kV,50VA/0.5,50 |  | 121EL-VT | 3GB |  | 12H | COMM | CS03 | Z001 | V |  | F | RM | PD | ZABB | HGQ | 3410121000 | PC |  | 1 | CNXIHE4 | [5 empty] | 1 | 0 | PC | 2011-02-17 | 0 | PC
VTS-D1011-4423-6 | JDZX9-20NG1-N 10/v3 .1/v3 .1/3 KV CL0.5/ |  | 121EL-VT | 3GB |  | 12H | COMM | CS03 | Z001 | V |  | F | RM | PD | ZABB | HGQ | 3410121000 | PC |  | 1 | T_GUIHUA_YE | [5 empty] | 1 | 0 | PC | 2012-08-20 | 0 | PC
VTS-D1011-4423-7 | JDZX17-10 10/v3 .1/v3 .1/3kV,50VA/0.5,50 |  | 121EL-VT | 3GB |  | 12H | COMM | CS03 | Z001 | V |  | F | RM | PD | ZABB | HGQ | 3410121000 | PC |  | 1 | CNXIHE4 | [5 empty] | 1 | 0 | PC | 2013-04-10 | 0 | PC
VTS-D1011-4423S | JDZXR-10C 10/v3 0.1/v3 0.1/3kV,50VA/0.5 |  | 121EL | 3GB |  | 12H | COMM | CS03 | Z001 | V |  | F | EL | PD | ZABB | HGQ | 3410120000 | PC |  | 1 | Y_PPM_01 | [5 empty] | 1 | 0 | PC | 2007-12-04 | 0 | PC
VTS-D1011-4423S-2 | JDZX17-10R 10/v3 0.1/v3 0.1/3kV 0.5/3P |  | 121EL-VT | 3GB |  | 12H | COMM | CS03 | Z001 | V |  | F | RM | PD | ZABB | HGQ | 3410121000 | PC |  | 1 | CNXIHE4 | [5 empty] | 1 | 0 | PC | 2009-04-09 | 0 | PC
VTS-D1011-4423S-5 | JDZX13-10R 10/v3 0.1/v3 0.1/3 kV |  | 121EL-VT | 3GB |  | 12H | COMM | CS03 | Z001 | V |  | F | RM | PD | ZABB | HGQ | 3410121000 | PC |  | 1 | CNXIHE4 | [5 empty] | 1 | 0 | PC | 2012-12-11 | 0 | PC
VTS-D1011-4423S-7 | JDZX10-10C1G-N 10/v3 0.1/v3 0.1/3kV |  | 121EL-VT | 3GB |  | 12H | COMM | CS03 | Z001 | V |  | F | RM | PD | ZABB | HGQ | 3410121000 | PC |  | 1 | T_GUIHUA_YE | [5 empty] | 1 | 0 | PC | 2015-11-24 | 0 | PC
VTS-D1011-4423S-8 | JDZX15-20R 10/v3 0.1/v3 0.1/3 kV |  | 121EL-VT | 3GD |  | 12H | COMM | CS03 | Z001 | V |  | F | RM | PD | ZABB | HGQ | 3410121000 | PC |  | 1 | CNZHZHO5 | [5 empty] | 1 | 0 | PC | 2019-05-13 | 0 | PC
VTS-D1011-4423S-9 | JDZXR-10C 10/v3 0.1/v3 0.1/3kV |  | 121EL-CT | 3GB |  | 12H | COMM | CS03 | Z001 | V |  | F | RM | PD | ZABB | HGQ | 3410121000 | PC |  | 1 | CNJOCHE21 | [5 empty] | 1 | 0 | PC | 2020-05-15 | 0 | PC
VTS-D1011-4423S-NP | JDZXR-10C 10/v3 0.1/v3 0.1/3kV,50VA/0.5 |  | 121EL-VT | 3GB |  | 12H | COMM | CS03 | Z001 | V |  | F | RM | PD | ZABB | HGQ | 3410121000 | PC |  | 1 | CNGELI3 | [5 empty] | 1 | 0 | PC | 2019-07-23 | 0 | PC
VTS-D1011-4491 | JDZX10-10C1 10/v3 0.1/v3 0.1/3 kV |  | 121EL-VT | 3GB |  | 12H | COMM | CS03 | Z001 | V |  | F | RM | PD | ZABB | HGQ | 3410121000 | PC |  | 1 | CNGELI3 | [5 empty] | 1 | 0 | PC | 2019-08-05 | 0 | PC
VTS-D1011-4523 | JDZX10-10C1G-N 10/v3 0.1/v3 0.1/3 kV 50V |  | 121EL-VT | 3GB |  | 12H | COMM | CS03 | Z001 | V |  | F | RM | PD | ZABB | HGQ | 3410121000 | PC |  | 1 | T_GUIHUA_YE | [5 empty] | 1 | 0 | PC | 2014-04-29 | 0 | PC
VTS-D1011-4523-1 | JDZX10-10C1 10/v3 0.1/v3 0.1/3kV |  | 121EL-VT |  |  | 129 | COMM | CS03 | Z001 | V |  | F | RM | PD | ZABB | HGQ | 3410121000 | PC |  | 1 | CNJISU10 | [5 empty] | 1 | 0 | PC | 2021-11-01 | 0 | PC
VTS-D1011-4523S | JDZXR-10C 10/v3¦.1/v3¦.1/3,50VA/0.5,60VA |  | 121EL | 3GB |  | 12H | COMM | CS03 | Z001 | V |  | F | RM | PD | ZABB | HGQ | 3410120000 | PC |  | 1 | Y_PPM_01 | [5 empty] | 1 | 0 | PC | 2007-12-04 | 0 | PC
VTS-D1011-4623 | JDZX-10CQ2 10/v3 .1/v3 .1/3kV 0.5/3P |  | 121EL-VT | 3GB |  | 12H | COMM | CS03 | Z001 | V |  | F | RM | PD | ZABB | HGQ | 3410121000 | PC |  | 1 | CNDUYAN | [5 empty] | 1 | 0 | PC | 2018-04-22 | 0 | PC
VTS-D1011-4723S | JDZX17-10R 10/v3 .1/v3 .1/3kV 0.5/3P |  | 121EL-VT | 3GB |  | 12H | COMM | CS03 | Z001 | V |  | F | RM | PD | ZABB | HGQ | 3410121000 | PC |  | 1 | CNGELI3 | [5 empty] | 1 | 0 | PC | 2019-09-06 | 0 | PC
VTS-D1011-4813 | JDZX17-10 10/v3 0.1/v3 0.1/3kV 50VA/CL0. |  | 121EL-VT | 3GB |  | 12H | COMM | CS03 | Z001 | V |  | F | RM | PD | ZABB | HGQ | 3410121000 | PC |  | 1 | CNXIHE4 | [5 empty] | 1 | 0 | PC | 2016-03-07 | 0 | PC
VTS-D1011-4821 | JDZX10-10C1 10/v3¦.1/v3¦.1/3kV,50VA/0.5, |  | 121EL-VT | 3GB |  | 12H | COMM | CS03 | Z001 | V |  | F | RM | PD | ZABB | HGQ | 3410121000 | PC |  | 1 | CNXIHE4 | [5 empty] | 1 | 0 | PC | 2010-06-09 | 0 | PC
VTS-D1011-4821-1 | JDZX10-10C1G-N 10/v3 0.1/v3 0.1/3kV |  | 121EL-VT | 3GB |  | 12H | COMM | CS03 | Z001 | V |  | F | RM | PD | ZABB | HGQ | 3410121000 | PC |  | 1 | CNXIHE4 | [5 empty] | 1 | 0 | PC | 2014-04-04 | 0 | PC
VTS-D1011-4821S | JDZX17-10R 10/v3¦.1/v3¦.1/3kV 0.5/6P |  | 121EL-VT | 3GB |  | 12H | COMM | CS03 | Z001 | V |  | F | RM | PD | ZABB | HGQ | 3410121000 | PC |  | 1 | CNXIHE4 | [5 empty] | 1 | 0 | PC | 2010-04-02 | 0 | PC
VTS-D1011-4821S-1 | JDZXR-10C 10/v3¦.1/v3¦.1/3kV 0.5/6P |  | 121EL-VT | 3GB |  | 12H | COMM | CS03 | Z001 | V |  | F | RM | PD | ZABB | HGQ | 3410121000 | PC |  | 1 | CNXIHE4 | [5 empty] | 1 | 0 | PC | 2010-04-08 | 0 | PC
VTS-D1011-4823 | JDZX10-10C2G-N 10/v3 .1/v3 .1/3kV 0.5/3P |  | 121EL-VT |  |  | B03 | COMM | CS03 | Z001 | V |  | F | RM | PD | ZABB | HGQ | 3410121000 | PC |  | 1 | T_GUIHUA_YE | [5 empty] | 1 | 0 | PC | 2011-10-10 | 0 | PC
VTS-D1011-4823-1 | JDZX10-10C1G-N 10/v3 0.1/v3 0.1/3kV |  | 121EL-VT | 3GB |  | 12H | COMM | CS03 | Z001 | V |  | F | RM | PD | ZABB | HGQ | 3410121000 | PC |  | 1 | T_GUIHUA_YE | [5 empty] | 1 | 0 | PC | 2012-02-22 | 0 | PC
VTS-D1011-4823-2 | JDZX16-10W-N 10/v3 .1/v3 .1/3 kV 50VA/CL |  | 121EL-VT | 3GB |  | 12H | COMM | CS03 | Z001 | V |  | F | RM | PD | ZABB | HGQ | 3410121000 | PC |  | 1 | T_GUIHUA_YE | [5 empty] | 1 | 0 | PC | 2012-07-06 | 0 | PC
VTS-D1011-4823-3 | JDZX10-10C1 10/v3 0.1/v3 0.1/3kV 50VA/ |  | 121EL-VT | 3GB |  | 12H | COMM | CS03 | Z001 | V |  | F | RM | PD | ZABB | HGQ | 3410121000 | PC |  | 1 | CNXIHE4 | [5 empty] | 1 | 6 | PC | 2012-10-23 | 0 | PC
VTS-D1011-4823-4 | JDZX-10CQ2 10/v3 0.1/v3 0.1/3kV |  | 121EL-VT | 3GB |  | 12H | COMM | CS03 | Z001 | V |  | F | RM | PD | ZABB | HGQ | 3410121000 | PC |  | 1 | CNXIHE4 | [5 empty] | 1 | 0 | PC | 2017-12-04 | 0 | PC
VTS-D1011-4823-5 | JDZX-10CQ 10/v3 0.1/v3 0.1/3kV |  | 121EL-VT | 3GB |  | 12H | COMM | CS03 | Z001 | V |  | F | RM | PD | ZABB | HGQ | 3410121000 | PC |  | 1 | CNXIHE4 | [5 empty] | 1 | 0 | PC | 2017-12-15 | 0 | PC
VTS-D1011-4823-6 | JDZX10-10C1G-N 10/v3 0.1/v3 0.1/3kV |  | 121EL-VT | 3GB |  | 12H | COMM | CS03 | Z001 | V |  | F | RM | PD | ZABB | HGQ | 3410121000 | PC |  | 1 | CNDUYAN | [5 empty] | 1 | 0 | PC | 2020-05-28 | 0 | PC
VTS-D1011-4823S | JDZX17-10R 10/v3 .1/v3 .1/3kV 0.5/3P |  | 121EL | 3GB |  | 12H | COMM | CS03 | Z001 | V |  | F | RM | PD | ZABB | HGQ | 3410121000 | PC |  | 1 | CNXIHE4 | [5 empty] | 1 | 0 | PC | 2008-10-09 | 0 | PC
VTS-D1011-4823S-2 | JDZX10-10C1 10/v3¦ .1/v3 ¦.1/3kV |  | 121EL-VT | 3GB |  | 12H | COMM | CS03 | Z001 | V |  | F | RM | PD | ZABB | HGQ | 3410121000 | PC |  | 1 | T_GUIHUA_YE | [5 empty] | 1 | 0 | PC | 2011-09-29 | 0 | PC
VTS-D1011-4823S-3 | JDZX17-10R 10/v3 .1/v3 .1/3kV 0.5/3P |  | 121EL-VT | 3GB |  | 12H | COMM | CS03 | Z001 | V |  | F | RM | PD | ZABB | HGQ | 3410121000 | PC |  | 1 | T_GUIHUA_YE | [5 empty] | 1 | 0 | PC | 2012-08-11 | 0 | PC
VTS-D1011-4823S-4 | JDZXR-10C 10/v3 0.1/v3 0.1/3kV CL0.5/3P |  | 121EL-VT | 3GB |  | 12H | COMM | CS03 | Z001 | V |  | F | RM | PD | ZABB | HGQ | 3410121000 | PC |  | 1 | CNXIHE4 | [5 empty] | 1 | 0 | PC | 2014-04-09 | 0 | PC
VTS-D1011-4823S-5 | JDZX13-10R 10/v3 0.1/v3 0.1/3kV,CL0.5/3P |  | 121EL-VT | 3GB |  | 12H | COMM | CS03 | Z001 | V |  | F | RM | PD | ZABB | HGQ | 3410121000 | PC |  | 1 | CNXIHE4 | [5 empty] | 1 | 0 | PC | 2014-12-24 | 0 | PC
VTS-D1011-4823S-6 | JDZX15-20R 10000/v3 100/v3 100/3V |  | 121EL-VT | 3GB |  | 12H | COMM | CS03 | Z001 | V |  | F | RM | PD | ZABB | HGQ | 3410121000 | PC |  | 1 | T_GUIHUA_YE | [5 empty] | 1 | 0 | PC | 2015-12-07 | 0 | PC
VTS-D1011-4823S-7 | JDZX17-10 10/v3 0.1/v3 0.1/3kV |  | 121EL-VT | 3GB |  | 12H | COMM | CS03 | Z001 | V |  | F | RM | PD | ZABB | HGQ | 3410121000 | PC |  | 1 | CNXIHE4 | [5 empty] | 1 | 0 | PC | 2017-11-27 | 0 | PC
VTS-D1011-4823S-NP | JDZX17-10R 10/v3 0.1/v3 0.1/3kV,50VA/0.5 |  | 121EL-VT | 3GB |  | 12H | COMM | CS03 | Z001 | V |  | F | RM | PD | ZABB | HGQ | 3410121000 | PC |  | 1 | CNZHZHA51 | [5 empty] | 1 | 0 | PC | 2020-07-23 | 0 | PC
VTS-D1011-4883 | JDZX10-10C1 10/v3 0.1/v3 0.1/3kV 50VA/3P |  | 121EL-VT |  |  | B03 | COMM | CS03 | Z001 | V |  | F | RM | PD | ZABB | HGQ | 3410121000 | PC |  | 1 | T_GUIHUA_YE | [5 empty] | 1 | 0 | PC | 2015-03-13 | 0 | PC
VTS-D1011-4893 | JDZX10-10C1 10/v3 0.1/v3 0.1/3kV 50VA/0. |  | 121EL-VT | 3GB |  | 12H | COMM | CS03 | Z001 | V |  | F | RM | PD | ZABB | HGQ | 3410121000 | PC |  | 1 | T_GUIHUA_YE | [5 empty] | 1 | 0 | PC | 2015-03-13 | 0 | PC
VTS-D1011-4A23 | JDZX10-10C1 10/v3 0.1/v3 0.1/3kV |  | 121EL-VT | 3GB |  | 12H | COMM | CS03 | Z001 | V |  | F | RM | PD | ZABB | HGQ | 3410121000 | PC |  | 1 | CNXIHE4 | [5 empty] | 1 | 0 | PC | 2017-08-30 | 0 | PC
VTS-D1011-4J21 | JDZX10-10C1 10/v3¦.1/v3¦.1/3kV,50VA/0.5, |  | 121EL | 3GB |  | 12H | COMM | CS03 | Z001 | V |  | F | EL | PD | ZABB | HGQ | 3410120000 | PC |  | 1 | Y_PPM_01 | [5 empty] | 1 | 0 | PC | 2007-12-04 | 0 | PC
VTS-D1011-5421 | JDZX10-10C1 10/v3 0.1/v3 0.1/3kV |  | 121EL-VT | 3GB |  | 12H | COMM | CS03 | Z001 | V |  | F | RM | PD | ZABB | HGQ | 3410121000 | PC |  | 1 | CNXIHE4 | [5 empty] | 1 | 0 | PC | 2014-01-13 | 0 | PC
VTS-D1011-5421S | JDZXR-10C 10/v3 0.1/v3 0.1/3 kV W.TUBE |  | 121EL-VT | 3GB |  | 12H | COMM | CS03 | Z001 | V |  | F | RM | PD | ZABB | HGQ | 3410121000 | PC |  | 1 | T_GUIHUA_YE | [5 empty] | 1 | 0 | PC | 2014-01-14 | 0 | PC
VTS-D1011-5423 | JDZX10-10C1 10/v3 0.1/v3 0.1/3kV,60VA/0. |  | 121EL | 3GB |  | 12H | COMM | CS03 | Z001 | V |  | F | EL | PD | ZABB | HGQ | 3410120000 | PC |  | 1 | Y_PPM_01 | [5 empty] | 1 | 0 | PC | 2007-12-04 | 0 | PC
VTS-D1011-5423S | JDZXR-10C 10/v3¦.1/v3¦.1/3kV,60VA/0.5,50 |  | 121EL | 3GB |  | 12H | COMM | CS03 | Z001 | V |  | F | EL | PD | ZABB | HGQ | 3410120000 | PC |  | 1 | Y_PPM_01 | [5 empty] | 1 | 0 | PC | 2007-12-04 | 0 | PC
VTS-D1011-5423S-1 | JDZX17-10R 10/v3¦.1/v3¦.1/3kV 0.5/3P |  | 121EL | 3GB |  | 12H | COMM | CS03 | Z001 | V |  | F | RM | PD | ZABB | HGQ | 3410121000 | PC |  | 1 | CNXIHE4 | [5 empty] | 1 | 0 | PC | 2008-06-19 | 0 | PC
VTS-D1011-5423S-NP | JDZX17-10R 10/v3 .1/v3 .1/3kV 0.5/3P |  | 121EL-VT | 3GB |  | 12H | COMM | CS03 | Z001 | V |  | F | RM | PD | ZABB | HGQ | 3410121000 | PC |  | 1 | CNGELI3 | [5 empty] | 1 | 0 | PC | 2020-04-16 | 0 | PC
VTS-D1011-5523 | JDZX10-10C1 10/v3¦.1/v3¦.1/3kV,60VA/0.5, |  | 121EL | 3GB |  | 12H | COMM | CS03 | Z001 | V |  | F | EL | PD | ZABB | HGQ | 3410120000 | PC |  | 1 | Y_PPM_01 | [5 empty] | 1 | 0 | PC | 2007-12-04 | 0 | PC
VTS-D1011-5523-1 | JDZX10-10C1G-A 10/v3 .1/v3 .1/3kV 60VA/C |  | 121EL-VT | 3GB |  | 12H | COMM | CS03 | Z001 | V |  | F | RM | PD | ZABB | HGQ | 3410121000 | PC |  | 1 | T_GUIHUA_YE | [5 empty] | 1 | 0 | PC | 2011-11-23 | 0 | PC
VTS-D1011-5523S | JDZXR-10C 10000/v3 100/v3 100/3V |  | 121EL-VT | 3GB |  | 12H | COMM | CS03 | Z001 | V |  | F | RM | PD | ZABB | HGQ | 3410121000 | PC |  | 1 | CNJOCHE21 | [5 empty] | 1 | 0 | PC | 2021-03-09 | 0 | PC
VTS-D1011-552B | JDZX10-10C1 10000/v3 100/v3 100/v3 V |  | 121EL-VT |  |  | 129 | COMM | CS03 | Z001 | V |  | F | RM | PD | ZABB | HGQ | 3410121000 | PC |  | 1 | CNJOCHE21 | [5 empty] | 1 | 0 | PC | 2021-03-10 | 0 | PC
VTS-D1011-552BS | JDZXR-10C 10000/v3 100/v3 100/v3V |  | 121EL-VT |  |  | 129 | COMM | CS03 | Z001 | V |  | F | RM | PD | ZABB | HGQ | 3410121000 | PC |  | 1 | CNJOCHE21 | [5 empty] | 1 | 0 | PC | 2021-03-10 | 0 | PC
VTS-D1011-5793S | JDZX13-10R 10/v3 .1/v3 .1/3kV |  | 121EL-VT | 3GB |  | 12H | COMM | CS03 | Z001 | V |  | F | RM | PD | ZABB | HGQ | 3410121000 | PC |  | 1 | CNXIHE4 | [5 empty] | 1 | 0 | PC | 2017-03-30 | 0 | PC
VTS-D1011-5813S | JDZX13-10R 10/v3 0.1/v3 0.1/3kV |  | 121EL-VT | 3GB |  | 12H | COMM | CS03 | Z001 | V |  | F | RM | PD | ZABB | HGQ | 3410121000 | PC |  | 1 | CNXIHE4 | [5 empty] | 1 | 0 | PC | 2011-07-26 | 0 | PC
VTS-D1011-5821 | JDZX17-10 10/v3 0.1/v3 0.1/3kV,60VA/0.5 |  | 121EL-VT | 3GB |  | 12H | COMM | CS03 | Z001 | V |  | F | RM | PD | ZABB | HGQ | 3410121000 | PC |  | 1 | CNZHZHA51 | [5 empty] | 1 | 0 | PC | 2020-09-27 | 0 | PC
VTS-D1011-5821S | JDZX17-10R 10/v3 0.1/v3 0.1/3kV,60VA/0.5 |  | 121EL-VT | 3GB |  | 12H | COMM | CS03 | Z001 | V |  | F | RM | PD | ZABB | HGQ | 3410121000 | PC |  | 1 | CNZHZHA51 | [5 empty] | 1 | 0 | PC | 2020-09-27 | 0 | PC
VTS-D1011-5821S-1 | JDZX13-10R 10/v3 0.1/v3 0.1/3kV,60VA/0.5 |  | 121EL-VT | 3GB |  | 12H | COMM | CS03 | Z001 | V |  | F | RM | PD | ZABB | HGQ | 3410121000 | PC |  | 1 | CNZHZHA51 | [5 empty] | 1 | 0 | PC | 2020-09-27 | 0 | PC
VTS-D1011-5823 | JDZX16-10W-N 10/v3¦.1/v3¦.1/3kV 60VA/CL0 |  | 121EL-VT | 3GB |  | 12H | COMM | CS03 | Z001 | V |  | F | RM | PD | ZABB | HGQ | 3410121000 | PC |  | 1 | CNXIHE4 | [5 empty] | 1 | 0 | PC | 2010-03-19 | 0 | PC
VTS-D1011-5823-1 | JDZX17-10 10/v3 0.1/v3 0.1/3kV,CL0.5/3P |  | 121EL-VT | 3GB |  | 12H | COMM | CS03 | Z001 | V |  | F | RM | PD | ZABB | HGQ | 3410121000 | PC |  | 1 | CNXIHE4 | [5 empty] | 1 | 0 | PC | 2014-09-04 | 0 | PC
VTS-D1011-5823-2 | JDZX10-10C1 10/v3 0.1/v3 0.1/3kV,0.5/3P |  | 121EL-VT | 3GB |  | 12H | COMM | CS03 | Z001 | V |  | F | RM | PD | ZABB | HGQ | 3410121000 | PC |  | 1 | CNXIHE4 | [5 empty] | 1 | 0 | PC | 2014-09-04 | 0 | PC
VTS-D1011-5823-3 | JDZX12-10CQ 10/v3 .1/v3 .1/3kV 0.5/3P |  | 121EL-VT | 3GB |  | 12H | COMM | CS03 | Z001 | V |  | F | RM | PD | ZABB | HGQ | 3410121000 | PC |  | 1 | CNXIHE4 | [5 empty] | 1 | 0 | PC | 2016-07-20 | 0 | PC
VTS-D1011-5823-4 | JDZX10-10C1 10/v3 0.1/v3 0.1/3kV |  | 121EL-VT | 3GB |  | 12H | COMM | CS03 | Z001 | V |  | F | RM | PD | ZABB | HGQ | 3410121000 | PC |  | 1 | CNDUYAN | [5 empty] | 1 | 0 | PC | 2020-11-03 | 0 | PC
VTS-D1011-5823S | JDZX13-10R 10/v3¦0.1/v3¦0.1/3kV,60VA/0.5 |  | 121EL-VT | 3GB |  | 12H | COMM | CS03 | Z001 | V |  | F | RM | PD | ZABB | HGQ | 3410121000 | PC |  | 1 | CNXIHE4 | [5 empty] | 1 | 0 | PC | 2010-07-05 | 0 | PC
VTS-D1011-5823S-1 | JDZX17-10R 10/v3¦0.1/v3¦0.1/3kV,60VA/0.5 |  | 121EL-VT | 3GB |  | 12H | COMM | CS03 | Z001 | V |  | F | RM | PD | ZABB | HGQ | 3410121000 | PC |  | 1 | CNXIHE4 | [5 empty] | 1 | 0 | PC | 2010-07-14 | 0 | PC
VTS-D1011-5823S-2 | JDZXR23-10 10/v3 0.1/v3 0.1/3kV 60VA/CL0 |  | 121EL-VT |  |  | B03 | COMM | CS03 | Z001 | V |  | F | RM | PD | ZABB | HGQ | 3410121000 | PC |  | 1 | CNXIHE4 | [5 empty] | 1 | 0 | PC | 2015-05-11 | 0 | PC
VTS-D1011-5823S-3 | JDZXR-10C 10/v3 0.1/v3 0.1/3kV,0.5/3P |  | 121EL-VT | 3GB |  | 12H | COMM | CS03 | Z001 | V |  | F | RM | PD | ZABB | HGQ | 3410121000 | PC |  | 1 | CNDUYAN | [5 empty] | 1 | 0 | PC | 2018-04-11 | 0 | PC
VTS-D1011-6421 | JDZX10-10C1 10/v3¦.1/v3¦.1/3kV 0.5/6P |  | 121EL-VT | 3GB |  | 12H | COMM | CS03 | Z001 | V |  | F | RM | PD | ZABB | HGQ | 3410121000 | PC |  | 1 | CNXIHE4 | [5 empty] | 1 | 0 | PC | 2009-04-07 | 0 | PC
VTS-D1011-6423 | JDZX10-10C1 10/v3¦.1/v3¦.1/3kV,75VA/CL0. |  | 121EL | 3GB |  | 12H | COMM | CS03 | Z001 | V |  | F | RM | PD | ZABB | HGQ | 3410120000 | PC |  | 1 | Y_PPM_01 | [5 empty] | 1 | 0 | PC | 2007-12-04 | 0 | PC
VTS-D1011-6423S | JDZXR-10C 10/v3¦.1/v3¦.1/3kV,75VA/0.5,50 |  | 121EL | 3GB |  | 12H | COMM | CS03 | Z001 | V |  | F | EL | PD | ZABB | HGQ | 3410120000 | PC |  | 1 | Y_PPM_01 | [5 empty] | 1 | 0 | PC | 2007-12-04 | 0 | PC
VTS-D1011-6523 | JDZX10-10C1 10/v3¦.1/v3¦.1/3kV 0.5/3P |  | 121EL-VT | 3GB |  | 12H | COMM | CS03 | Z001 | V |  | F | RM | PD | ZABB | HGQ | 3410121000 | PC |  | 1 | CNXIHE4 | [5 empty] | 1 | 0 | PC | 2009-08-03 | 0 | PC
VTS-D1011-6623 | JDZX10-10C1 75/75VA CL0.5/3P |  | 121EL | 3GB |  | 12H | COMM | CS03 | Z001 | V |  | F | EL | PD | ZABB | HGQ | 3410120000 | PC |  | 1 | Y_PPM_01 | [5 empty] | 1 | 0 | PC | 2007-12-04 | 0 | PC
VTS-D1011-6823 | JDZX10-10C1 10000/v3 100/v3 100/3V |  | 121EL-VT |  |  | B03 | COMM | CS03 | Z001 | V |  | F | RM | PD | ZABB | HGQ | 3410121000 | PC |  | 1 | CNXIHE4 | [5 empty] | 1 | 0 | PC | 2013-03-08 | 0 | PC
VTS-D1011-6823-1 | JDZX17-10 10/v3 0.1/v3 0.1/3kV 75VA/CL0. |  | 121EL-VT | 3GB |  | 12H | COMM | CS03 | Z001 | V |  | F | RM | PD | ZABB | HGQ | 3410121000 | PC |  | 1 | CNXIHE4 | [5 empty] | 1 | 0 | PC | 2013-03-21 | 0 | PC
VTS-D1011-6823-2 | JDZX16-10W-N 10/v3 0.1/v3 0.1/3kV 0.5/3P |  | 121EL-VT | 3GB |  | 12H | COMM | CS03 | Z001 | V |  | F | RM | PD | ZABB | HGQ | 3410121000 | PC |  | 1 | CNXIHE4 | [5 empty] | 1 | 0 | PC | 2014-02-28 | 0 | PC
VTS-D1011-7721 | JDZX11-10 10/v3¦.1/v3¦.1/3kV,90VA/0.5;90 |  | 121EL | 3GB |  | 12Q | COMM | CS03 | Z001 | V |  | F | RM | PD | ZABB | HGQ | 3410120000 | PC |  | 1 | Y_PPM_01 | [5 empty] | 1 | 0 | PC | 2007-12-04 | 0 | PC
VTS-D1011-7721-1 | JDZX17-10 10/V3/0.1/V3/0.1/3KV |  | 121EL-VT | 3GB |  | 12H | COMM | CS03 | Z001 | V |  | F | RM | PD | ZABB | HGQ | 3410121000 | PC |  | 1 | CNXIHE4 | [5 empty] | 1 | 0 | PC | 2017-03-17 | 0 | PC
VTS-D1011-7721S | JDZX17-10R 10/V3 0.1/V3 0.1/3KV |  | 121EL-VT |  |  | B03 | COMM | CS03 | Z001 | V |  | F | RM | PD | ZABB | HGQ | 3410121000 | PC |  | 1 | CNXIHE4 | [5 empty] | 1 | 0 | PC | 2017-03-17 | 0 | PC
VTS-D1011-7821 | JDZX17-10 10/v3¦.1/v3¦.1/3kV 0.5/6P |  | 121EL-VT | 3GB |  | 12H | COMM | CS03 | Z001 | V |  | F | RM | PD | ZABB | HGQ | 3410121000 | PC |  | 1 | CNNEWAN | [5 empty] | 1 | 0 | PC | 2013-04-16 | 0 | PC
VTS-D1011-7821S | JDZX17-10R 10/v3¦.1/v3¦.1/3kV 0.5/6P |  | 121EL-VT |  |  | B03 | COMM | CS03 | Z001 | V |  | F | RM | PD | ZABB | HGQ | 3410121000 | PC |  | 1 | CNNEWAN | [5 empty] | 1 | 0 | PC | 2013-04-15 | 0 | PC
VTS-D1011-7823 | JDZX17-10 10/v3 0.1/v3 0.1/3kV CL0.5/3P |  | 121EL-VT | 3GB |  | 12H | COMM | CS03 | Z001 | V |  | F | RM | PD | ZABB | HGQ | 3410121000 | PC |  | 1 | CNXIHE4 | [5 empty] | 1 | 0 | PC | 2014-01-15 | 0 | PC
VTS-D1011-7823S | JDZX17-10R 10/v3 .1/v3 .1/3kV 0.5/3P |  | 121EL-VT | 3GB |  | 12H | COMM | CS03 | Z001 | V |  | F | RM | PD | ZABB | HGQ | 3410121000 | PC |  | 1 | CNSHZEN2 | [5 empty] | 1 | 0 | PC | 2015-11-30 | 0 | PC
VTS-D1011-8421 | JDZX11-10 10/v3 .1/v3 .1/3kV 100VA/CL0.5 |  | 121EL-VT | 3GB |  | 12H | COMM | CS03 | Z001 | V |  | F | RM | PD | ZABB | HGQ | 3410121000 | PC |  | 1 | CNZHZHO5 | [5 empty] | 1 | 0 | PC | 2017-07-17 | 0 | PC
VTS-D1011-8431 | JDZXR-10C 1/6P 100/50VA |  | 26XEL | 3GB |  | 12H | COMM | CS03 | Z001 | V |  | F |  | PD | ZABB | HGQ | 3410121000 | PC |  | 1 | Y_PPM_01 | [5 empty] | 1 | 0 | PC | 2007-12-04 | 0 | PC
VTS-D1011-8431-1 | JDZX10-10C1 10000/v3 100/v3 100/3V |  | 123HGQ | 3GB |  | 12H | COMM | CS03 | Z001 | V |  | F | RM | PD | ZABB | HGQ | 3410121000 | PC |  | 1 | CNMAZHA43 | [5 empty] | 1 | 0 | PC | 2021-03-30 | 0 | PC
VTS-D1011-8433 | JDZX10-10C1 10/v3¦.1/v3¦0.1/3kV,100VA/1. |  | 121EL | 3GB |  | 12H | COMM | CS03 | Z001 | V |  | F | EL | PD | ZABB | HGQ | 3410120000 | PC |  | 1 | Y_PPM_01 | [5 empty] | 1 | 0 | PC | 2007-12-04 | 0 | PC
VTS-D1011-8433S | JDZXR-10C 100/50VA CL1.0/3P W. TUBE |  | 121EL | 3GB |  | 12H | COMM | CS03 | Z001 | V |  | F | EL | PD | ZABB | HGQ | 3410120000 | PC |  | 1 | Y_PPM_01 | [5 empty] | 1 | 0 | PC | 2007-12-04 | 0 | PC
VTS-D1011-8821S | JDZX17-10R 10/v3¦.1/v3¦.1/3kV 0.5/6P |  | 121EL-VT | 3GB |  | 12H | COMM | CS03 | Z001 | V |  | F | RM | PD | ZABB | HGQ | 3410121000 | PC |  | 1 | CNXIHE4 | [5 empty] | 1 | 0 | PC | 2010-04-22 | 0 | PC
VTS-D1011-8823 | JDZX11-10 10/v3 0.1/v3 0.1/3kV,0.5/3P |  | 121EL | 3GB |  | 12H | COMM | CS03 | Z001 | V |  | F | EL | PD | ZABB | HGQ | 3410120000 | PC |  | 1 | Y_PPM_01 | [5 empty] | 1 | 0 | PC | 2007-12-04 | 0 | PC
VTS-D1011-8823-2 | JDZX17-10 10/v3 0.1/v3 0.1/3kV 0.5/3P |  | 121EL | 3GB |  | 12H | COMM | CS03 | Z001 | V |  | F | RM | PD | ZABB | HGQ | 3410121000 | PC |  | 1 | CNXIHE4 | [5 empty] | 1 | 0 | PC | 2008-04-22 | 0 | PC
VTS-D1011-8823-3 | JDZX16-10W-N 10/v3 0.1/v3 0.1/3kV 0.5/3P |  | 121EL-VT | 3GB |  | 12H | COMM | CS03 | Z001 | V |  | F | RM | PD | ZABB | HGQ | 3410121000 | PC |  | 1 | CNXIHE4 | [5 empty] | 1 | 0 | PC | 2014-03-04 | 0 | PC
VTS-D1011-8823-4 | JDZX15-20G 10/v3 0.1/v3 0.1/3 kV 100VA/C |  | 121EL-VT |  |  | B03 | COMM | CS03 | Z001 | V |  | F | RM | PD | ZABB | HGQ | 3410121000 | PC |  | 1 | T_GUIHUA_YE | [5 empty] | 1 | 0 | PC | 2015-03-30 | 0 | PC
VTS-D1011-8823S | JDZX17-10R 10/v3¦.1/v3¦.1/3kV 0.5/3P |  | 121EL | 3GB |  | 12H | COMM | CS03 | Z001 | V |  | F | RM | PD | ZABB | HGQ | 3410120000 | PC |  | 1 | Y_PPM_01 | [5 empty] | 1 | 0 | PC | 2007-12-04 | 0 | PC
VTS-D1011-8823S-1 | JDZX13-10R 10/v3¦.1/v3¦.1/3kV 0.5/3P |  | 121EL | 3GB |  | 12H | COMM | CS03 | Z001 | V |  | F | RM | PD | ZABB | HGQ | 3410120000 | PC |  | 1 | Y_PPM_01 | [5 empty] | 1 | 0 | PC | 2007-12-04 | 0 | PC
VTS-D1011-8823S-NP | JDZX17-10R 10/v3 0.1/v3 0.1/3kV 100VA/CL |  | 121EL-VT | 3GB |  | 12H | COMM | CS03 | Z001 | V |  | F | RM | PD | ZABB | HGQ | 3410121000 | PC |  | 1 | CNXIHE4 | [5 empty] | 1 | 0 | PC | 2010-11-11 | 0 | PC
VTS-D1011-8833S | JDZXR-10C 10/v3 .1/v3 .1/3kV 1.0/3P |  | 121EL-VT | 3GB |  | 12H | COMM | CS03 | Z001 | V |  | F | RM | PD | ZABB | HGQ | 3410121000 | PC |  | 1 | CNZHZHA51 | [5 empty] | 1 | 0 | PC | 2020-08-04 | 0 | PC
VTS-D1011-9423 | JDZX11-10 10/v3¦.1/v3¦.1/3kV,120VA/0.5,5 |  | 121EL | 3GB |  | 12H | COMM | CS03 | Z001 | V |  | F | EL | PD | ZABB | HGQ | 3410120000 | PC |  | 1 | Y_PPM_01 | [5 empty] | 1 | 0 | PC | 2007-12-04 | 0 | PC
VTS-D1011-9423S | JDZX13-10R 10/v3¦0.1/v3¦0.1/3kV,120/0.5 |  | 121EL | 3GB |  | 12H | COMM | CS03 | Z001 | V |  | F | RM | PD | ZABB | HGQ | 3410120000 | PC |  | 1 | Y_PPM_01 | [5 empty] | 1 | 0 | PC | 2007-12-04 | 0 | PC
VTS-D1011-A823 | JDZX13-10 10/v3¦.1/v3¦.1/3kV,150VA/0.5;1 |  | 121EL | 3GB |  | 12H | COMM | CS03 | Z001 | V |  | F | RM | PD | ZABB | HGQ | 3410120000 | PC |  | 1 | Y_PPM_01 | [5 empty] | 1 | 0 | PC | 2007-12-04 | 0 | PC
VTS-D1011-A823S | JDZX13-10R 10/v3¦.1/v3¦.1/3kV 0.5/3P |  | 121EL-VT | 3GB |  | 12H | COMM | CS03 | Z001 | V |  | F | RM | PD | ZABB | HGQ | 3410121000 | PC |  | 1 | CNXIHE4 | [5 empty] | 1 | 0 | PC | 2009-03-13 | 0 | PC
VTS-D1011-C443 | JDZX-10CQ2 10/v3 .1/v3 .1/3kV CL3/3P |  | 121EL-VT |  |  | B03 | COMM | CS03 | Z001 | V |  | F | RM | PD | ZABB | HGQ | 3410121000 | PC |  | 1 | CNXIHE4 | [5 empty] | 1 | 0 | PC | 2013-06-28 | 0 | PC
VTS-D1011-C443-1 | JDZX-10CQ 10/v3 .1/v3 .1/3kV CL3/3P |  | 121EL-VT | 3GB |  | 12H | COMM | CS03 | Z001 | V |  | F | RM | PD | ZABB | HGQ | 3410121000 | PC |  | 1 | CNXIHE4 | [5 empty] | 1 | 0 | PC | 2013-07-08 | 0 | PC
VTS-D1011-G421 | JDZX10-10C2G-N 10/v3¦.1/v3¦.1/3kV 0.5/6P |  | 121EL | 3GB |  | 12H | COMM | CS03 | Z001 | V |  | F | RM | PD | ZABB | HGQ | 3410120000 | PC |  | 1 | Y_PPM_01 | [5 empty] | 1 | 0 | PC | 2007-12-04 | 0 | PC
VTS-D1011-G422 | JDZX10-10C1G-N 10/v3 0.1/v3 0.1/3kV |  | 121EL-VT | 3GD |  | 12H | COMM | CS03 | Z001 | V |  | F | RM | PD | ZABB | HGQ | 3410121000 | PC |  | 1 | CNDUYAN | [5 empty] | 1 | 0 | PC | 2021-01-15 | 0 | PC
VTS-D1011-G423 | JDZX10-10C2G-N 10/v3¦.1/v3¦.1/3kV 0.5/3P |  | 121EL | 3GB |  | 12H | COMM | CS03 | Z001 | V |  | F | EL | PD | ZABB | HGQ | 3410120000 | PC |  | 1 | Y_PPM_01 | [5 empty] | 1 | 0 | PC | 2007-12-04 | 0 | PC
VTS-D1011-G423-1 | JDZX10-10C1 10/v3¦.1/v3¦.1/3kV 0.5/3P |  | 121EL-VT | 3GB |  | 12H | COMM | CS03 | Z001 | V |  | F | RM | PD | ZABB | HGQ | 3410121000 | PC |  | 1 | CNXIHE4 | [5 empty] | 1 | 0 | PC | 2009-10-15 | 0 | PC
VTS-D1011-G423-2 | JDZX10-10C2G-N 10/v3 .1/v3 .1/3KV 0.5/3P |  | 121EL-VT | 3GB |  | 12H | COMM | CS03 | Z001 | V |  | F | RM | PD | ZABB | HGQ | 3410121000 | PC |  | 1 | CNGELI3 | [5 empty] | 1 | 0 | PC | 2020-02-14 | 0 | PC
VTS-D1011-G431 | JDZX10-10C1 10/v3¦.1/v3¦0.1/3KV,1.0/40VA |  | 121EL | 3GB |  | 12H | COMM | CS03 | Z001 | V |  | F | EL | PD | ZABB | HGQ | 3410120000 | PC |  | 1 | Y_PPM_01 | [5 empty] | 1 | 0 | PC | 2007-12-04 | 0 | PC
VTS-D1011-G811S | JDZX17-10R 10/v3¦.1/v3¦.1/3kV 0.2/6P |  | 121EL | 3GB |  | 12H | COMM | CS03 | Z001 | V |  | F | RM | PD | ZABB | HGQ | 3410121000 | PC |  | 1 | CNXIHE4 | [5 empty] | 1 | 0 | PC | 2008-09-22 | 0 | PC
VTS-D1011-G813 | JDZX16-10W-N 10/v3 0.1/v3 0.1/3kV |  | 121EL-VT | 3GB |  | 12H | COMM | CS03 | Z001 | V |  | F | RM | PD | ZABB | HGQ | 3410121000 | PC |  | 1 | CNXIHE4 | [5 empty] | 1 | 0 | PC | 2016-07-07 | 0 | PC
VTS-D1011-G813-1 | JDZX17-10 10/v3 0.1/v3 /0.1/3kV |  | 121EL-VT |  |  | 129 | COMM | CS03 | Z001 | V |  | F | RM | PD | ZABB | HGQ | 3410121000 | PC |  | 1 | CNGELI3 | [5 empty] | 1 | 0 | PC | 2020-03-11 | 0 | PC
VTS-D1011-G813S | JDZX17-10R 10/v3 .1/v3 .1/3 kV W.TUBE |  | 121EL-VT | 3GB |  | 12H | COMM | CS03 | Z001 | V |  | F | RM | PD | ZABB | HGQ | 3410121000 | PC |  | 1 | T_GUIHUA_YE | [5 empty] | 1 | 0 | PC | 2013-08-22 | 0 | PC
VTS-D1011-G821 | JDZX10-10C1 10/v3 0.1/v3 0.1/3kV CL0.5/6 |  | 121EL-VT | 3GB |  | 12H | COMM | CS03 | Z001 | V |  | F | RM | PD | ZABB | HGQ | 3410121000 | PC |  | 1 | CNDUYAN | [5 empty] | 1 | 0 | PC | 2019-06-19 | 0 | PC
VTS-D1011-G821-1 | JDZX10-10C1G-N 10/v3 0.1/v3 0.1/3kV |  | 121EL-VT | 3GB |  | 12H | COMM | CS03 | Z001 | V |  | F | RM | PD | ZABB | HGQ | 3410121000 | PC |  | 1 | CNJOCHE21 | [5 empty] | 1 | 0 | PC | 2021-06-07 | 0 | PC
VTS-D1011-G823 | JDZX10-10C1 10/v3 0.1/v3 0.1/3kV |  | 121EL-VT | 3GB |  | 12H | COMM | CS03 | Z001 | V |  | F | RM | PD | ZABB | HGQ | 3410121000 | PC |  | 1 | T_GUIHUA_YE | [5 empty] | 1 | 0 | PC | 2016-02-24 | 0 | PC
VTS-D1011-GG23S | JDZX17-10R 10/v3 .1/v3 .1/v3kV |  | 121EL-VT | 3GB |  | 12H | COMM | CS03 | Z001 | V |  | F | RM | PD | ZABB | HGQ | 3410121000 | PC |  | 1 | CNXIHE4 | [5 empty] | 1 | 0 | PC | 2016-08-18 | 0 | PC
VTS-D1011-H213 | JDZX-10CQ2 10/v3 .1/v3 .1/3kV 0.2/3P |  | 121EL-VT | 3GB |  | 12H | COMM | CS03 | Z001 | V |  | F | RM | PD | ZABB | HGQ | 3410121000 | PC |  | 1 | CNXIHE4 | [5 empty] | 1 | 0 | PC | 2017-03-22 | 0 | PC
VTS-D1011-H223 | JDZX10-10C1 10/v3 .1/v3 .1/3kV,25VA/0.5, |  | 121EL-VT | 3GB |  | 12H | COMM | CS03 | Z001 | V |  | F | RM | PD | ZABB | HGQ | 3410121000 | PC |  | 1 | CNGELI3 | [5 empty] | 1 | 0 | PC | 2019-12-26 | 0 | PC
VTS-D1011-H411 | JDZX10-10C1 10/v3¦.1/v3¦.1/3,25VA/0.2;50 |  | 121EL | 3GB |  | 12H | COMM | CS03 | Z001 | V |  | F | RM | PD | ZABB | HGQ | 3410120000 | PC |  | 1 | Y_PPM_01 | [5 empty] | 1 | 0 | PC | 2007-12-04 | 0 | PC
VTS-D1011-H411-1 | JDZX10-10C1 10/v3 0.1/v3 0.1/3kV |  | 121EL-VT |  |  | B03 | COMM | CS03 | Z001 | V |  | F | RM | PD | ZABB | HGQ | 3410121000 | PC |  | 1 | CNXIHE4 | [5 empty] | 1 | 0 | PC | 2016-05-19 | 0 | PC
VTS-D1011-H413 | JDZX10-10C1 10/v3¦.1/v3¦.1/3kV,25VA/CL0. |  | 121EL | 3GB |  | 12H | COMM | CS03 | Z001 | V |  | F | EL | PD | ZABB | HGQ | 3410120000 | PC |  | 1 | Y_PPM_01 | [5 empty] | 1 | 0 | PC | 2007-12-04 | 0 | PC
VTS-D1011-H413-1 | JDZX-10CQ2 10/v3¦.1/v3¦.1/3kV 0.2/3P |  | 121EL | 3GB |  | 12H | COMM | CS03 | Z001 | V |  | F | RM | PD | ZABB | HGQ | 3410121000 | PC |  | 1 | CNXIHE4 | [5 empty] | 1 | 0 | PC | 2008-12-11 | 0 | PC
VTS-D1011-H413S | JDZXR-10C 10/v3¦.1/v3¦.1/3kV,25VA/CL0.2, |  | 121EL | 3GB |  | 12H | COMM | CS03 | Z001 | V |  | F | EL | PD | ZABB | HGQ | 3410120000 | PC |  | 1 | Y_PPM_01 | [5 empty] | 1 | 0 | PC | 2007-12-04 | 0 | PC
VTS-D1011-H413S-1 | JDZX17-10R 10/v3 .1/v3 .1/3kV 0.2/3P |  | 121EL-VT | 3GB |  | 12H | COMM | CS03 | Z001 | V |  | F | RM | PD | ZABB | HGQ | 3410121000 | PC |  | 1 | T_GUIHUA_YE | [5 empty] | 1 | 0 | PC | 2011-12-29 | 0 | PC
VTS-D1011-H423S | JDZXR-10C 10/v3 0.1/v3 0.1/3kV,CL0.5/3P |  | 121EL-VT | 3GB |  | 12H | COMM | CS03 | Z001 | V |  | F | RM | PD | ZABB | HGQ | 3410121000 | PC |  | 1 | CNGELI3 | [5 empty] | 1 | 0 | PC | 2019-09-04 | 0 | PC
VTS-D1011-H713 | JDZX10-10C1 10/v3 .1/v3 .1/3kV |  | 121EL-VT | 3GB |  | 12H | COMM | CS03 | Z001 | V |  | F | RM | PD | ZABB | HGQ | 3410121000 | PC |  | 1 | CNXIHE4 | [5 empty] | 1 | 0 | PC | 2011-08-23 | 0 | PC
VTS-D1011-H811S | JDZXR-10C 10000/v3¦100/v3¦100/3V |  | 121EL-VT | 3GB |  | 12H | COMM | CS03 | Z001 | V |  | F | RM | PD | ZABB | HGQ | 3410121000 | PC |  | 1 | CNXIHE4 | [5 empty] | 1 | 0 | PC | 2011-08-02 | 0 | PC
VTS-D1011-H811S-1 | JDZX17-10R 10/v3 0.1/v3 0.1/3kV CL0.2/6P |  | 121EL-VT | 3GB |  | 12H | COMM | CS03 | Z001 | V |  | F | RM | PD | ZABB | HGQ | 3410121000 | PC |  | 1 | CNXIHE4 | [5 empty] | 1 | 0 | PC | 2013-11-07 | 0 | PC
VTS-D1011-I213 | JDZX10-10C1 10/V3/0.1/V3/0.1/3kV |  | 121EL-VT |  |  | 129 | COMM | CS03 | Z001 | V |  | F | RM | PD | ZABB | HGQ | 3410121000 | PC |  | 1 | CNGELI3 | [5 empty] | 1 | 0 | PC | 2019-07-09 | 0 | PC
VTS-D1011-I223 | JDZX-10CQ2 10/v3 0.1/v3 0.1/3kV CL0.5/3P |  | 121EL-VT | 3GB |  | 12H | COMM | CS03 | Z001 | V |  | F | RM | PD | ZABB | HGQ | 3410121000 | PC |  | 1 | T_GUIHUA_YE | [5 empty] | 1 | 0 | PC | 2012-05-22 | 0 | PC
VTS-D1011-I223-1 | JDZX-10CQ 10/v3 .1/v3 .1/3kV |  | 121EL-VT | 3GB |  | 12H | COMM | CS03 | Z001 | V |  | F | RM | PD | ZABB | HGQ | 3410121000 | PC |  | 1 | T_GUIHUA_YE | [5 empty] | 1 | 0 | PC | 2012-12-10 | 0 | PC
VTS-D1011-I411 | JDZX10-10C1 10/v3 .1/v3 .1/3kV,20VA/0.2; |  | 121EL-VT | 3GB |  | 12H | COMM | CS03 | Z001 | V |  | F | RM | PD | ZABB | HGQ | 3410121000 | PC |  | 1 | CNXIHE4 | [5 empty] | 1 | 0 | PC | 2013-01-31 | 0 | PC
VTS-D1011-I411S | JDZX17-10R 10/v3 0.1/v3 0.1/3kV |  | 121EL-VT | 3GB |  | 12H | COMM | CS03 | Z001 | V |  | F | RM | PD | ZABB | HGQ | 3410121000 | PC |  | 1 | CNZHZHO5 | [5 empty] | 1 | 0 | PC | 2018-09-21 | 0 | PC
VTS-D1011-I413 | JDZX10-10C2G-N 10/v3¦.1/v3¦.1/3kV 0.2/3P |  | 121EL | 3GB |  | 12H | COMM | CS03 | Z001 | V |  | F | RM | PD | ZABB | HGQ | 3410120000 | PC |  | 1 | Y_PPM_01 | [5 empty] | 1 | 0 | PC | 2007-12-04 | 0 | PC
VTS-D1011-I413-1 | JDZX10-10N 10/v3¦.1/v3¦.1kV 0.2/3P |  | 121EL | 3GB |  | 12H | COMM | CS03 | Z001 | V |  | F | RM | PD | ZABB | HGQ | 3410120000 | PC |  | 1 | Y_PPM_01 | [5 empty] | 1 | 0 | PC | 2007-12-04 | 0 | PC
VTS-D1011-I413-2 | JDZX-10CQ 10/v3¦.1/v3¦.1/3kV 0.2/3P |  | 121EL-VT | 3GB |  | 12H | COMM | CS03 | Z001 | V |  | F | RM | PD | ZABB | HGQ | 3410121000 | PC |  | 1 | CNXIHE4 | [5 empty] | 1 | 0 | PC | 2009-02-23 | 0 | PC
VTS-D1011-I413-3 | JDZX10-10C1 10/v3¦.1/v3¦0.1/3KV 0.2/3P |  | 121EL-VT | 3GB |  | 12H | COMM | CS03 | Z001 | V |  | F | RM | PD | ZABB | HGQ | 3410121000 | PC |  | 1 | CNXIHE4 | [5 empty] | 1 | 0 | PC | 2009-02-26 | 0 | PC
VTS-D1011-I413-4 | JDZX-10CQ2 10/v3 .1/v3 .1/3kV 0.2/3P |  | 121EL-VT | 3GB |  | 12H | COMM | CS03 | Z001 | V |  | F | RM | PD | ZABB | HGQ | 3410121000 | PC |  | 1 | CNXIHE4 | [5 empty] | 1 | 0 | PC | 2010-03-30 | 0 | PC
VTS-D1011-I413-5 | JDZX10-10C1G-N 10/v3 .1/v3 .1/3KV 0.2/3P |  | 121EL-VT | 3GB |  | 12H | COMM | CS03 | Z001 | V |  | F | RM | PD | ZABB | HGQ | 3410121000 | PC |  | 1 | CNXIHE4 | [5 empty] | 1 | 0 | PC | 2011-07-14 | 0 | PC
VTS-D1011-I413S | JDZXR-10C 10/v3 0.1/v3 0.1/3kV 0.2/3P |  | 121EL-VT | 3GB |  | 12H | COMM | CS03 | Z001 | V |  | F | RM | PD | ZABB | HGQ | 3410121000 | PC |  | 1 | CNXIHE4 | [5 empty] | 1 | 0 | PC | 2009-03-24 | 0 | PC
VTS-D1011-I413S-1 | JDZXR-10C 10/v3 0.1/v3 0.1/3kV 0.2/3P |  | 121EL-VT | 3GD |  | 129 | COMM | CS03 | Z001 | V |  | F | RM | PD | ZABB | HGQ | 3410121000 | PC |  | 1 | CNSHYE6 | [5 empty] | 1 | 0 | PC | 2021-03-24 | 0 | PC
VTS-D1011-I421 | JDZX10-10C1 10000/v3 100/v3 100/3V |  | 121EL-VT | 3GB |  | 12H | COMM | CS03 | Z001 | V |  | F | RM | PD | ZABB | HGQ | 3410121000 | PC |  | 1 | CNGELI3 | [5 empty] | 1 | 0 | PC | 2019-11-19 | 0 | PC
VTS-D1011-I421S | JDZXR-10C 10/v3 .1/v3 .1/3kV,30VA/CL0.5; |  | 121EL-VT |  |  | 129 | COMM | CS03 | Z001 | V |  | F | RM | PD | ZABB | HGQ | 3410121000 | PC |  | 1 | CNGELI3 | [5 empty] | 1 | 0 | PC | 2019-11-19 | 0 | PC
VTS-D1011-I423 | JDZX-10CQ2 10/v3 0.1/v3 0.1/3kV |  | 121EL-VT | 3GB |  | 12H | COMM | CS03 | Z001 | V |  | F | RM | PD | ZABB | HGQ | 3410121000 | PC |  | 1 | CNXIHE4 | [5 empty] | 1 | 0 | PC | 2012-12-12 | 0 | PC
VTS-D1011-I423-1 | JDZX10-10C1 10/v3 0.1/v3 0.1/3kV |  | 121EL-VT | 3GB |  | 12H | COMM | CS03 | Z001 | V |  | F | RM | PD | ZABB | HGQ | 3410121000 | PC |  | 1 | CNGELI3 | [5 empty] | 1 | 0 | PC | 2019-06-18 | 0 | PC
VTS-D1011-I423-2 | JDZX10-10C2G-N 10000/v3 100/v3 100/3V |  | 121EL-VT | 3GD |  | 12H | COMM | CS03 | Z001 | V |  | F | RM | PD | ZABB | HGQ | 3410121000 | PC |  | 1 | CNGELI3 | [5 empty] | 1 | 0 | PC | 2019-10-09 | 0 | PC
VTS-D1011-I423S | JDZX17-10R 10000/v3 100/v3 100/3V |  | 121EL-VT | 3GB |  | 12H | COMM | CS03 | Z001 | V |  | F | RM | PD | ZABB | HGQ | 3410121000 | PC |  | 1 | CNXIHE4 | [5 empty] | 1 | 0 | PC | 2013-03-10 | 0 | PC
VTS-D1011-I423S-1 | JDZXR-10C 10/v3 0.1/v3 0.1/3kV |  | 121EL-VT | 3GD |  | 12H | COMM | CS03 | Z001 | V |  | F | RM | PD | ZABB | HGQ | 3410121000 | PC |  | 1 | CNGELI3 | [5 empty] | 1 | 0 | PC | 2019-08-20 | 0 | PC
VTS-D1011-I423S-NP | JDZX17-10R 10/v3 .1/v3 .1/3 |  | 121EL-VT | 3GB |  | 12H | COMM | CS03 | Z001 | V |  | F | RM | PD | ZABB | HGQ | 3410121000 | PC |  | 1 | CNJOCHE21 | [5 empty] | 1 | 0 | PC | 2021-05-18 | 0 | PC
VTS-D1011-I4C3 | JDZX10-10C1G-A 10/v3 0.1/v3 0.1/3kV |  | 121EL-VT |  |  | 129 | COMM | CS03 | Z001 | V |  | F | RM | PD | ZABB | HGQ | 3410121000 | PC |  | 1 | CNJOCHE21 | [5 empty] | 1 | 0 | PC | 2021-10-11 | 0 | PC
VTS-D1011-I4C3-1 | JDZX10-10C1G-N 10/v3 0.1/v3 0.1/3kV |  | 121EL-VT | 3GB |  | 12H | COMM | CS03 | Z001 | V |  | F | RM | PD | ZABB | HGQ | 3410121000 | PC |  | 1 | CNJISU10 | [5 empty] | 1 | 0 | PC | 2021-10-21 | 0 | PC
VTS-D1011-I811S | JDZXR-10C 10/v3 .1/v3 .1/3kV 0.2/6P |  | 121EL-VT | 3GB |  | 12H | COMM | CS03 | Z001 | V |  | F | RM | PD | ZABB | HGQ | 3410121000 | PC |  | 1 | CNDUYAN | [5 empty] | 1 | 0 | PC | 2020-06-10 | 0 | PC
VTS-D1011-I811S-1 | JDZX10-10C1 10/v3 .1/v3 .1/3kV 0.2/6P |  | 121EL-VT | 3GB |  | 12H | COMM | CS03 | Z001 | V |  | F | RM | PD | ZABB | HGQ | 3410121000 | PC |  | 1 | CNXIYE6 | [5 empty] | 1 | 0 | PC | 2022-04-06 | 0 | PC
VTS-D1011-I813 | JDZX16-10W-N 10/v3 0.1/v3 0.1/3kV,0.2/3P |  | 121EL-VT | 3GB |  | 12H | COMM | CS03 | Z001 | V |  | F | RM | PD | ZABB | HGQ | 3410121000 | PC |  | 1 | CNXIHE4 | [5 empty] | 1 | 0 | PC | 2013-08-30 | 0 | PC
VTS-D1011-I813-1 | JDZX10-10C1 10/v3 0.1/v3 0.1/3kV |  | 121EL-VT | 3GB |  | 12H | COMM | CS03 | Z001 | V |  | F | RM | PD | ZABB | HGQ | 3410121000 | PC |  | 1 | T_GUIHUA_YE | [5 empty] | 1 | 0 | PC | 2016-02-24 | 0 | PC
VTS-D1011-IH13S | JDZXR-10C 10/v3¦.1/v3¦.1/3,20/0.2,25/3P |  | 121EL-VT | 3GB |  | 12H | COMM | CS03 | Z001 | V |  | F | RM | PD | ZABB | HGQ | 3410121000 | PC |  | 1 | CNXIHE4 | [5 empty] | 1 | 0 | PC | 2010-04-16 | 0 | PC
VTS-D1011-II23 | JDZX-10CQ,10/v3 .1/v3 .1/3kV 0.5/3P |  | 121EL-VT | 3GB |  | 12H | COMM | CS03 | Z001 | V |  | F | RM | PD | ZABB | HGQ | 3410121000 | PC |  | 1 | CNSOLIN2 | [5 empty] | 1 | 0 | PC | 2014-06-03 | 0 | PC
VTS-D1011-II23S | JDZX17-10R 10/v3 0.1/v3 0.1/3kV 20VA/0.5 |  | 121EL-VT | 3GB |  | 12H | COMM | CS03 | Z001 | V |  | F | RM | PD | ZABB | HGQ | 3410121000 | PC |  | 1 | CNXIHE4 | [5 empty] | 1 | 0 | PC | 2011-04-11 | 0 | PC
VTS-D1011-J813S | JDZX13-10R 10/v3 0.1/v3 /0.1/3kV |  | 121EL-VT | 3GB |  | 12H | COMM | CS03 | Z001 | V |  | F | RM | PD | ZABB | HGQ | 3410121000 | PC |  | 1 | CNGELI3 | [5 empty] | 1 | 0 | PC | 2020-03-11 | 0 | PC
VTS-D1011-L213 | JDZX-10CQ2 10/v3 0.1/v3 0.1/3kV |  | 121EL-VT | 3GB |  | 12H | COMM | CS03 | Z001 | V |  | F | RM | PD | ZABB | HGQ | 3410121000 | PC |  | 1 | CNXIHE4 | [5 empty] | 1 | 0 | PC | 2017-08-02 | 0 | PC
VTS-D1011-L411 | JDZX10-10C1 10/v3 .1/v3 0.1/3KV,0.2/10VA |  | 121EL-VT |  |  | 129 | COMM | CS03 | Z001 | V |  | F | RM | PD | ZABB | HGQ | 3410121000 | PC |  | 1 | CNZHZHA51 | [5 empty] | 1 | 0 | PC | 2019-07-02 | 0 | PC
VTS-D1011-L411-1 | JDZX10-10C2G-N 10/v3 .1/v3 0.1/3KV,0.2/1 |  | 121EL-VT |  |  | 129 | COMM | CS03 | Z001 | V |  | F | RM | PD | ZABB | HGQ | 3410121000 | PC |  | 1 | CNZHZHA51 | [5 empty] | 1 | 0 | PC | 2019-07-03 | 0 | PC
VTS-D1011-L411-2 | JDZX10-10C1 10/v3 0.1/v3 0.1/3kV |  | 121EL-VT | 3GB |  | 12H | COMM | CS03 | Z001 | V |  | F | RM | PD | ZABB | HGQ | 3410121000 | PC |  | 1 | CNDUYAN | [5 empty] | 1 | 0 | PC | 2020-08-03 | 0 | PC
VTS-D1011-L413 | JDZX10-10C2G-N 10/v3 .1/v3 .1/3kV 0.2/3P |  | 121EL-VT | 3GB |  | 12H | COMM | CS03 | Z001 | V |  | F | RM | PD | ZABB | HGQ | 3410121000 | PC |  | 1 | CNXIHE4 | [5 empty] | 1 | 0 | PC | 2011-07-15 | 0 | PC
VTS-D1011-L413-1 | JDZX10-10C1 10/v3 .1/v3 0.1/3KV,0.2/10VA |  | 121EL-VT | 3GB |  | 12H | COMM | CS03 | Z001 | V |  | F | RM | PD | ZABB | HGQ | 3410121000 | PC |  | 1 | CNGELI3 | [5 empty] | 1 | 0 | PC | 2020-01-07 | 0 | PC
VTS-D1011-L413S | JDZX17-10R 10/v3 0.1/v3 0.1/3kV CL0.2/3P |  | 121EL-VT | 3GB |  | 12H | COMM | CS03 | Z001 | V |  | F | RM | PD | ZABB | HGQ | 3410121000 | PC |  | 1 | CNXIHE4 | [5 empty] | 1 | 0 | PC | 2013-07-08 | 0 | PC
VTS-D1011-L421 | JDZX10-10C1 10/v3 0.1/v3 0.1/3 kV 10VA/C |  | 121EL-VT | 3GB |  | 12H | COMM | CS03 | Z001 | V |  | F | RM | PD | ZABB | HGQ | 3410121000 | PC |  | 1 | T_GUIHUA_YE | [5 empty] | 1 | 0 | PC | 2014-07-04 | 0 | PC
VTS-D1011-L58123 | JDZX17-10 10/v3 .1/v3 .1/v3 .1/3kV |  | 121EL-VT | 3GB |  | 12H | COMM | CS03 | Z001 | V |  | F | RM | PD | ZABB | HGQ | 3410121000 | PC |  | 1 | CNJOCHE21 | [5 empty] | 1 | 0 | PC | 2021-02-23 | 0 | PC
VTS-D1011-LL13S | JDZX15-20R 10/v3 0.1/v3 0.1/3kV |  | 121EL-VT | 3GB |  | 12H | COMM | CS03 | Z001 | V |  | F | RM | PD | ZABB | HGQ | 3410121000 | PC |  | 1 | CNXIHE4 | [5 empty] | 1 | 0 | PC | 2016-10-14 | 0 | PC
VTS-D1011-LL13S-01 | JDZXR-10C 10/v3 0.1/v3 0.1/3kV, 10VA/0.2 |  | 121EL-VT |  |  | 129 | COMM | CS03 | Z001 | V |  | F | RM | PD | ZABB | HGQ | 3410121000 | PC |  | 1 | CNWEZHO25 | [5 empty] | 1 | 0 | PC | 2021-12-06 | 0 | PC
VTS-D1011-LL21S | JDZXR-10C 10/v3 0.1/v3 0.1/3kV 10VA/CL0. |  | 121EL-VT |  |  | B03 | COMM | CS03 | Z001 | V |  | F | RM | PD | ZABB | HGQ | 3410121000 | PC |  | 1 | T_GUIHUA_YE | [5 empty] | 1 | 0 | PC | 2015-04-08 | 0 | PC
VTS-D10111-114123 | JDZX16-10W-N 10000/v3 100/v3 100/v3 100V |  | 121EL-VT |  |  | 129 | COMM | CS03 | Z001 | V |  | F | RM | PD | ZABB | HGQ | 3410121000 | PC |  | 1 | CNGELI3 | [5 empty] | 1 | 0 | PC | 2019-04-02 | 0 | PC
VTS-D10111-114123S | JDZX15-20R 10/v3/0.1/v3/0.1/v3/0.1/3kV |  | 121EL-VT | 3GB |  | 12H | COMM | CS03 | Z001 | V |  | F | RM | PD | ZABB | HGQ | 3410121000 | PC |  | 1 | CNXIHE4 | [5 empty] | 1 | 0 | PC | 2017-06-26 | 0 | PC
VTS-D10111-118111S | JDZX17-10R 10/v3¦.1/v3¦.1/v3¦0.1/3kV 15/ |  | 121EL-VT | 3GB |  | 12H | COMM | CS03 | Z001 | V |  | F | RM | PD | ZABB | HGQ | 3410121000 | PC |  | 1 | CNXIHE4 | [5 empty] | 1 | 0 | PC | 2009-12-29 | 0 | PC
VTS-D10111-1H8191 | JDZX17-10 10/v3 0.1/v3 0.1/v3 0.1/3kV |  | 121EL-VT | 3GB |  | 12H | COMM | CS03 | Z001 | V |  | F | RM | PD | ZABB | HGQ | 3410121000 | PC |  | 1 | CNXIHE4 | [5 empty] | 1 | 0 | PC | 2017-06-16 | 0 | PC
VTS-D10111-1I4123S | JDZXR-10C 10/v3¦.1/v3¦.1/v3¦0.1/3kV 0.2/ |  | 121EL |  |  | 12Q | COMM | CS03 | Z001 | V |  | F | RM | PD | ZABB | HGQ | 3410120000 | PC |  | 1 | Y_PPM_01 | [5 empty] | 1 | 0 | PC | 2007-12-04 | 0 | PC
VTS-D10111-1I8121 | JDZX17-10 10/v3 0.1/v3 0.1/v3 0.1/3kV |  | 121EL-VT |  |  | B03 | COMM | CS03 | Z001 | V |  | F | RM | PD | ZABB | HGQ | 3410121000 | PC |  | 1 | CNXIHE4 | [5 empty] | 1 | 0 | PC | 2015-02-13 | 0 | PC
VTS-D10111-212213 | JDZX16-10W-A 10/v3 0.1/v3 0.1/v3 0.1/3kV |  | 121EL-VT | 3GB |  | 12H | COMM | CS03 | Z001 | V |  | F | RM | PD | ZABB | HGQ | 3410121000 | PC |  | 1 | CNXIHE4 | [5 empty] | 1 | 0 | PC | 2014-02-28 | 0 | PC
VTS-D10111-222123S | JDZX17-10R 10/v3 .1/v3 .1/v3 .1/3kV |  | 121EL-VT | 3GB |  | 12H | COMM | CS03 | Z001 | V |  | F | RM | PD | ZABB | HGQ | 3410121000 | PC |  | 1 | CNDUYAN | [5 empty] | 1 | 0 | PC | 2019-03-25 | 0 | PC
VTS-D10111-224123 | JDZX17-10 10/v3 .1/v3 .1/v3 1/3kV |  | 121EL-VT | 3GB |  | 12H | COMM | CS03 | Z001 | V |  | F | RM | PD | ZABB | HGQ | 3410121000 | PC |  | 1 | CNXIHE4 | [5 empty] | 1 | 0 | PC | 2011-10-13 | 0 | PC
VTS-D10111-224123S | JDZX17-10R 10/v3 .1/v3 .1/v3 1/3kV |  | 121EL-VT | 3GB |  | 12H | COMM | CS03 | Z001 | V |  | F | RM | PD | ZABB | HGQ | 3410121000 | PC |  | 1 | CNMAZHA43 | [5 empty] | 1 | 0 | PC | 2019-06-19 | 0 | PC
VTS-D10111-224181S | JDZX17-10R 10/v3 0.1/v3 0.1/v3 /0.1/3kV |  | 121EL-VT | 3GB |  | 12H | COMM | CS03 | Z001 | V |  | F | RM | PD | ZABB | HGQ | 3410121000 | PC |  | 1 | CNGELI3 | [5 empty] | 1 | 0 | PC | 2020-02-24 | 0 | PC
VTS-D10111-225128S | JDZX17-10R 10/v3 0.1/v3 0.1/v3 0.1/3kV |  | 121EL-VT | 3GB |  | 12H | COMM | CS03 | Z001 | V |  | F | RM | PD | ZABB | HGQ | 3410121000 | PC |  | 1 | CNSOLIN2 | [5 empty] | 1 | 0 | PC | 2014-07-28 | 0 | PC
VTS-D10111-226123S | JDZX17-10R 10/v3 0.1/v3 0.1/v3 0.1/3kV |  | 121EL-VT |  |  | B03 | COMM | CS03 | Z001 | V |  | F | RM | PD | ZABB | HGQ | 3410121000 | PC |  | 1 | CNXIHE4 | [5 empty] | 1 | 0 | PC | 2011-06-23 | 0 | PC
VTS-D10111-228121 | JDZX17-10R 10000/v3 100/v3 100/v3 100/3 |  | 121EL-VT | 3GB |  | 12H | COMM | CS03 | Z001 | V |  | F | RM | PD | ZABB | HGQ | 3410121000 | PC |  | 1 | CNXIHE4 | [5 empty] | 1 | 0 | PC | 2011-08-15 | 0 | PC
VTS-D10111-228123 | JDZX11-10S 10/v3¦.1/v3¦.1/v3¦.1/3kV 0.2/ |  | 121EL |  |  | 12Q | COMM | CS03 | Z001 | V |  | F | RM | PD | ZABB | HGQ | 3410121000 | PC |  | 1 | CNXIHE4 | [5 empty] | 1 | 0 | PC | 2008-04-18 | 0 | PC
VTS-D10111-228123S | JDZX13-10R 10/v3¦0.1/v3¦0.1/v3¦/0.1/3kV |  | 121EL-VT | 3GB |  | 12H | COMM | CS03 | Z001 | V |  | F | RM | PD | ZABB | HGQ | 3410121000 | PC |  | 1 | CNXIHE4 | [5 empty] | 1 | 0 | PC | 2010-03-11 | 0 | PC
VTS-D10111-22813 | JDZX17-10R 10/v3 0.1/v3 0.1/v3 0.1/3kV |  | 121EL-VT |  |  | B03 | COMM | CS03 | Z001 | V |  | F | RM | PD | ZABB | HGQ | 3410121000 | PC |  | 1 | CNXIHE4 | [5 empty] | 1 | 0 | PC | 2015-04-08 | 0 | PC
VTS-D10111-228183S | JDZX17-10R 10/v3 0.1/v3 0.1/v3 0.1/3kV |  | 121EL-VT | 3GB |  | 12H | COMM | CS03 | Z001 | V |  | F | RM | PD | ZABB | HGQ | 3410121000 | PC |  | 1 | T_GUIHUA_YE | [5 empty] | 1 | 0 | PC | 2015-04-09 | 0 | PC
VTS-D10111-228193S | JDZX17-10R 10/v3 .1/v3 .1/v3 1/3kV |  | 123HGQ | 3GB |  | 12H | COMM | CS03 | Z001 | V |  | F | RM | PD | ZABB | HGQ | 3410121000 | PC |  | 1 | CNZHZHA51 | [5 empty] | 1 | 0 | PC | 2019-11-14 | 0 | PC
VTS-D10111-228283 | JDZX17-10 10/v3 0.1/v3 0.1/v3 0.1/3 kV |  | 121EL-VT | 3GB |  | 12H | COMM | CS03 | Z001 | V |  | F | RM | PD | ZABB | HGQ | 3410121000 | PC |  | 1 | T_GUIHUA_YE | [5 empty] | 1 | 0 | PC | 2015-04-10 | 0 | PC
VTS-D10111-244121 | JDZX19-10G 10/v3 0.1/v3 0.1/v3 0.1/3kV |  | 121EL-VT | 3GB |  | 12H | COMM | CS03 | Z001 | V |  | F | RM | PD | ZABB | HGQ | 3410121000 | PC |  | 1 | CNXIHE4 | [5 empty] | 1 | 0 | PC | 2014-07-17 | 0 | PC
VTS-D10111-244223 | JDZX10-10C1G-N 10/v3 0.1/v3 0.1/v3 0.1/3 |  | 121EL-VT |  |  | B03 | COMM | CS03 | Z001 | V |  | F | RM | PD | ZABB | HGQ | 3410121000 | PC |  | 1 | CNSHZEN2 | [5 empty] | 1 | 0 | PC | 2016-06-14 | 0 | PC
VTS-D10111-248121 | JDZX19-10G 10/v3 .1/v3 .1/v3 .1/3kV |  | 121EL-VT | 3GB |  | 12H | COMM | CS03 | Z001 | V |  | F | RM | PD | ZABB | HGQ | 3410121000 | PC |  | 1 | CNXIHE4 | [5 empty] | 1 | 0 | PC | 2013-07-18 | 0 | PC
VTS-D10111-248123 | JDZX11-10S 10/v3¦.1/v3¦.1/v3¦.1/3kV 0.2/ |  | 121EL | 3GB |  | 12H | COMM | CS03 | Z001 | V |  | F | RM | PD | ZABB | HGQ | 3410121000 | PC |  | 1 | CNXIHE4 | [5 empty] | 1 | 0 | PC | 2008-06-27 | 0 | PC
VTS-D10111-248123S | JDZX13-10R 10/v3 2x0.1/v3 0.1/3kV,30VA |  | 121EL-VT |  |  | B03 | COMM | CS03 | Z001 | V |  | F | RM | PD | ZABB | HGQ | 3410121000 | PC |  | 1 | CNPEYOU | [5 empty] | 1 | 0 | PC | 2012-05-07 | 0 | PC
VTS-D10111-288233S | JDZX13-10R 10/v3¦2x0.1/v3¦0.1/3kV,30VA |  | 121EL | 3GB |  | 12H | COMM | CS03 | Z001 | V |  | F | RM | PD | ZABB | HGQ | 3410120000 | PC |  | 1 | Y_PPM_01 | [5 empty] | 1 | 0 | PC | 2007-12-04 | 0 | PC
VTS-D10111-2G4121 | JDZX11-10S 10/v3¦.1/v3¦.1/v3¦.1/3kV,30VA |  | 121EL | 3GB |  | 12H | COMM | CS03 | Z001 | V |  | F | EL | PD | ZABB | HGQ | 3410120000 | PC |  | 1 | Y_PPM_01 | [5 empty] | 1 | 0 | PC | 2007-12-04 | 0 | PC
VTS-D10111-2G4123 | JDZX11-10S 10/v3¦.1/v3¦.1/v3¦.1/3kV,30VA |  | 121EL | 3GB |  | 12H | COMM | CS03 | Z001 | V |  | F | EL | PD | ZABB | HGQ | 3410120000 | PC |  | 1 | Y_PPM_01 | [5 empty] | 1 | 0 | PC | 2007-12-04 | 0 | PC
VTS-D10111-2G4123S | JDZX17-10R 10/v3¦0.1/v3¦0.1/v3¦/0.1/3kV |  | 121EL | 3GB |  | 12H | COMM | CS03 | Z001 | V |  | F | RM | PD | ZABB | HGQ | 3410120000 | PC |  | 1 | Y_PPM_01 | [5 empty] | 1 | 0 | PC | 2007-12-04 | 0 | PC
VTS-D10111-2G4233 | JDZX11-10S 10/v3¦.1/v3¦.1/v3¦.1/3kV,50VA |  | 121EL | 3GB |  | 12H | COMM | CS03 | Z001 | V |  | F | RM | PD | ZABB | HGQ | 3410120000 | PC |  | 1 | Y_PPM_01 | [5 empty] | 1 | 0 | PC | 2007-12-04 | 0 | PC
VTS-D10111-2G6123 | JDZX13-10 10/v3 0.1/v3 0.1/v3 /0.1/3kV |  | 121EL-VT | 3GB |  | 12H | COMM | CS03 | Z001 | V |  | F | RM | PD | ZABB | HGQ | 3410121000 | PC |  | 1 | T_GUIHUA_YE | [5 empty] | 1 | 0 | PC | 2012-07-27 | 0 | PC
VTS-D10111-2G6123S | JDZX17-10R 10/v3¦0.1/v3¦0.1/v3¦/0.1/3kV |  | 121EL-VT | 3GB |  | 12H | COMM | CS03 | Z001 | V |  | F | RM | PD | ZABB | HGQ | 3410121000 | PC |  | 1 | CNXIHE4 | [5 empty] | 1 | 0 | PC | 2010-09-08 | 0 | PC
VTS-D10111-2G8121S | JDZX17-10R 10/v3¦0.1/v3¦0.1/v3¦/0.1/3kV |  | 121EL-VT | 3GB |  | 12H | COMM | CS03 | Z001 | V |  | F | RM | PD | ZABB | HGQ | 3410121000 | PC |  | 1 | CNXIHE4 | [5 empty] | 1 | 0 | PC | 2009-01-21 | 0 | PC
VTS-D10111-2G8123 | JDZX11-10S 10/v3¦.1/v3¦.1/v3¦.1/3kV,30VA |  | 121EL | 3GB |  | 12H | COMM | CS03 | Z001 | V |  | F | EL | PD | ZABB | HGQ | 3410120000 | PC |  | 1 | Y_PPM_01 | [5 empty] | 1 | 0 | PC | 2007-12-04 | 0 | PC
VTS-D10111-2G8123S | JDZX17-10R 10/v3¦0.1/v3¦0.1/v3¦/0.1/3kV |  | 121EL | 3GB |  | 12H | COMM | CS03 | Z001 | V |  | F | RM | PD | ZABB | HGQ | 3410120000 | PC |  | 1 | Y_PPM_01 | [5 empty] | 1 | 0 | PC | 2007-12-04 | 0 | PC
VTS-D10111-2I4193S | JDZX17-10R 10/v3 0.1/v3 0.1/v3 0.1/3kV |  | 121EL-VT | 3GB |  | 12H | COMM | CS03 | Z001 | V |  | F | RM | PD | ZABB | HGQ | 3410121000 | PC |  | 1 | CNJOCHE21 | [5 empty] | 1 | 0 | PC | 2022-03-10 | 0 | PC
VTS-D10111-2I8121 | JDZX16-10W-N 10/v3 0.1/v3 0.1/v3 0.1/3KV |  | 121EL-VT |  |  | B03 | COMM | CS03 | Z001 | V |  | F | RM | PD | ZABB | HGQ | 3410121000 | PC |  | 1 | CNXIHE4 | [5 empty] | 1 | 0 | PC | 2013-05-30 | 0 | PC
VTS-D10111-2M8121S | JDZX13-10R 10/v3¦2X0.1/v3¦0.1/3kV 0.2/0. |  | 121EL | 3GB |  | 12H | COMM | CS03 | Z001 | V |  | F | RM | PD | ZABB | HGQ | 3410121000 | PC |  | 1 | CNXIHE4 | [5 empty] | 1 | 0 | PC | 2008-10-24 | 0 | PC
VTS-D10111-348123S | JDZX13-10R 10/v3¦2*0.1/v3¦0.1/3kV,45VA |  | 121EL-VT | 3GB |  | 12H | COMM | CS03 | Z001 | V |  | F | RM | PD | ZABB | HGQ | 3410121000 | PC |  | 1 | CNXIHE4 | [5 empty] | 1 | 0 | PC | 2009-10-08 | 0 | PC
VTS-D10111-3H4123 | JDZX11-10S 10/v3¦2x.1/v3¦.1/3kV,45VA/0.2 |  | 121EL | 3GB |  | 12H | COMM | CS03 | Z001 | V |  | F | RM | PD | ZABB | HGQ | 3410120000 | PC |  | 1 | Y_PPM_01 | [5 empty] | 1 | 0 | PC | 2007-12-04 | 0 | PC
VTS-D10111-424123 | JDZX11-10S 10/v3¦.1/v3¦.1/v3¦.1/3kV,50VA |  | 121EL | 3GB |  | 12H | COMM | CS03 | Z001 | V |  | F | EL | PD | ZABB | HGQ | 3410120000 | PC |  | 1 | Y_PPM_01 | [5 empty] | 1 | 0 | PC | 2007-12-04 | 0 | PC
VTS-D10111-424223 | JDZX16-10W-N 10/v3 0.1/v3 0.1/v3 0.1/3 |  | 121EL-VT | 3GB |  | 12H | COMM | CS03 | Z001 | V |  | F | RM | PD | ZABB | HGQ | 3410121000 | PC |  | 1 | CNSHZEN2 | [5 empty] | 1 | 0 | PC | 2016-06-15 | 0 | PC
VTS-D10111-427193S | JDZX13-10R 10/v3 .1/v3 .1/v3 .1/3kV |  | 121EL-VT |  |  | B03 | COMM | CS03 | Z001 | V |  | F | RM | PD | ZABB | HGQ | 3410121000 | PC |  | 1 | CNXIHE4 | [5 empty] | 1 | 0 | PC | 2017-03-15 | 0 | PC
VTS-D10111-428123 | JDZX11-10S 10/v3¦.1/v3¦.1/v3¦.1/3kV |  | 121EL | 3GB |  | 12H | COMM | CS03 | Z001 | V |  | F | RM | PD | ZABB | HGQ | 3410120000 | PC |  | 1 | Y_PPM_01 | [5 empty] | 1 | 0 | PC | 2007-12-04 | 0 | PC
VTS-D10111-428123S | JDZX13-10R 10/v3¦2X0.1/v3¦0.1/3kV 0.2/0. |  | 121EL-VT | 3GB |  | 12H | COMM | CS03 | Z001 | V |  | F | RM | PD | ZABB | HGQ | 3410121000 | PC |  | 1 | CNXIHE4 | [5 empty] | 1 | 0 | PC | 2009-06-02 | 0 | PC
VTS-D10111-428193S | JDZX13-10R 10/v3 .1/v3 .1/v3 .1/3kV |  | 121EL-VT | 3GB |  | 12H | COMM | CS03 | Z001 | V |  | F | RM | PD | ZABB | HGQ | 3410121000 | PC |  | 1 | CNXIHE4 | [5 empty] | 1 | 0 | PC | 2017-03-15 | 0 | PC
VTS-D10111-444223 | JDZX11-10S 10/v3¦.1/v3¦.1/v3¦.1/3kV,50VA |  | 121EL | 3GB |  | 12H | COMM | CS03 | Z001 | V |  | F | EL | PD | ZABB | HGQ | 3410120000 | PC |  | 1 | Y_PPM_01 | [5 empty] | 1 | 0 | PC | 2007-12-04 | 0 | PC
VTS-D10111-444223S | JDZX17-10R 10/v3 0.1/v3 0.1/v3 0.1/3kV |  | 121EL-VT | 3GB |  | 12H | COMM | CS03 | Z001 | V |  | F | RM | PD | ZABB | HGQ | 3410121000 | PC |  | 1 | CNXIHE4 | [5 empty] | 1 | 0 | PC | 2016-08-18 | 0 | PC
VTS-D10111-446123S | JDZX13-10R 10/v3 .1/v3 .1/v3 .1/3kV |  | 121EL-VT | 3GB |  | 12H | COMM | CS03 | Z001 | V |  | F | RM | PD | ZABB | HGQ | 3410121000 | PC |  | 1 | CNJISU10 | [5 empty] | 1 | 0 | PC | 2021-12-20 | 0 | PC
VTS-D10111-448121 | JDZX19-10G 10/v3 0.1/v3 0.1/v3 0.1/3kV |  | 121EL-VT | 3GB |  | 12H | COMM | CS03 | Z001 | V |  | F | RM | PD | ZABB | HGQ | 3410121000 | PC |  | 1 | CNXIHE4 | [5 empty] | 1 | 0 | PC | 2014-05-15 | 0 | PC
VTS-D10111-448123 | JDZX11-10S 10/v3¦.1/v3¦.1/v3¦.1/3kV |  | 121EL |  |  | 12Q | COMM | CS03 | Z001 | V |  | F | RM | PD | ZABB | HGQ | 3410120000 | PC |  | 1 | Y_PPM_01 | [5 empty] | 1 | 0 | PC | 2007-12-04 | 0 | PC
VTS-D10111-448123S | JDZX13-10R 10/v3¦2X0.1/v3¦0.1/3kV 0.2/0. |  | 121EL-VT | 3GB |  | 12H | COMM | CS03 | Z001 | V |  | F | RM | PD | ZABB | HGQ | 3410121000 | PC |  | 1 | CNXIHE4 | [5 empty] | 1 | 0 | PC | 2009-08-19 | 0 | PC
VTS-D10111-448193S | JDZX13-10R 10/v3 0.1/v3 0.1/v3 0.1/3kV |  | 121EL-VT | 3GB |  | 12H | COMM | CS03 | Z001 | V |  | F | RM | PD | ZABB | HGQ | 3410121000 | PC |  | 1 | CNZHZHA51 | [5 empty] | 1 | 3 | PC | 2019-12-30 | 0 | PC
VTS-D10111-448221 | JDZX16-10W-N 10/v3¦.1/v3¦.1/v3¦.1/3kV 0. |  | 121EL | 3GB |  | 12H | COMM | CS03 | Z001 | V |  | F | RM | PD | ZABB | HGQ | 3410121000 | PC |  | 1 | CNXIHE4 | [5 empty] | 1 | 0 | PC | 2008-12-16 | 0 | PC
VTS-D10111-448223 | JDZX16-10W-N 10/v3 0.1/v3 0.1/v3 0.1/3KV |  | 121EL-VT | 3GB |  | 12H | COMM | CS03 | Z001 | V |  | F | RM | PD | ZABB | HGQ | 3410121000 | PC |  | 1 | CNXIHE4 | [5 empty] | 1 | 0 | PC | 2011-10-19 | 0 | PC
VTS-D10111-448223S | JDZX17-10R 10/v3¦.1/v3¦.1/v3¦.1/3kV 0. |  | 121EL-VT | 3GB |  | 12H | COMM | CS03 | Z001 | V |  | F | RM | PD | ZABB | HGQ | 3410121000 | PC |  | 1 | CNXIHE4 | [5 empty] | 1 | 0 | PC | 2010-04-15 | 0 | PC
VTS-D10111-448C93S | JDZX13-10R 10/v3,0.1/v3,0.1/v3,0.1/3kV |  | 121EL-VT | 3GB |  | 12H | COMM | CS03 | Z001 | V |  | F | RM | PD | ZABB | HGQ | 3410121000 | PC |  | 1 | CNJOCHE21 | [5 empty] | 1 | 0 | PC | 2020-07-01 | 0 | PC
VTS-D10111-4G4123 | JDZX11-10S 50/30/50VA .2/.5/3P |  | 121EL | 3GB |  | 12H | COMM | CS03 | Z001 | V |  | F | EL | PD | ZABB | HGQ | 3410120000 | PC |  | 1 | Y_PPM_01 | [5 empty] | 1 | 0 | PC | 2007-12-04 | 0 | PC
VTS-D10111-558123S | JDZX13-10R 10/v3¦2x0.1/v3¦0.1/3kV,60VA |  | 121EL | 3GB |  | 12H | COMM | CS03 | Z001 | V |  | F | RM | PD | ZABB | HGQ | 3410120000 | PC |  | 1 | Y_PPM_01 | [5 empty] | 1 | 0 | PC | 2007-12-04 | 0 | PC
VTS-D10111-558193S | JDZX13-10R 10/v3 .1/v3 .1/v3 .1/3kV |  | 121EL-VT | 3GB |  | 12H | COMM | CS03 | Z001 | V |  | F | RM | PD | ZABB | HGQ | 3410121000 | PC |  | 1 | CNXIHE4 | [5 empty] | 1 | 0 | PC | 2013-10-18 | 0 | PC
VTS-D10111-558223S | JDZX13-10R 10/v3 .1/v3 .1/v3 .1/3kV |  | 121EL-VT | 3GB |  | 12H | COMM | CS03 | Z001 | V |  | F | RM | PD | ZABB | HGQ | 3410121000 | PC |  | 1 | T_GUIHUA_YE | [5 empty] | 1 | 0 | PC | 2011-07-26 | 0 | PC
VTS-D10111-5G8123S | JDZX13-10R 10/v3¦0.1/v3¦0.1/v3¦/0.1/3kV |  | 121EL-VT | 3GB |  | 12H | COMM | CS03 | Z001 | V |  | F | RM | PD | ZABB | HGQ | 3410121000 | PC |  | 1 | CNXIHE4 | [5 empty] | 1 | 0 | PC | 2010-09-19 | 0 | PC
VTS-D10111-G24123 | JDZX11-10S 10/v3¦.1/v3¦.1/v3¦.1/3kV,40VA |  | 121EL | 3GB |  | 12H | COMM | CS03 | Z001 | V |  | F | EL | PD | ZABB | HGQ | 3410120000 | PC |  | 1 | Y_PPM_01 | [5 empty] | 1 | 0 | PC | 2007-12-04 | 0 | PC
VTS-D10111-G24123S | JDZX13-10R 10/v3¦0.1/v3¦0.1/v3¦/0.1/3kV |  | 121EL-VT | 3GB |  | 12H | COMM | CS03 | Z001 | V |  | F | RM | PD | ZABB | HGQ | 3410121000 | PC |  | 1 | CNXIHE4 | [5 empty] | 1 | 0 | PC | 2010-07-10 | 0 | PC
VTS-D10111-G28123 | JDZX10-10C1 10/v3 .1/v3 .1/v3 .1/3KV |  | 121EL-VT | 3GB |  | 12H | COMM | CS03 | Z001 | V |  | F | RM | PD | ZABB | HGQ | 3410121000 | PC |  | 1 | T_GUIHUA_YE | [5 empty] | 1 | 0 | PC | 2012-07-05 | 0 | PC
VTS-D10111-G28123S | JDZX13-10R 10/v3 .1/v3 .1/v3 .1/3kV W.TU |  | 121EL-VT | 3GB |  | 12H | COMM | CS03 | Z001 | V |  | F | RM | PD | ZABB | HGQ | 3410121000 | PC |  | 1 | T_GUIHUA_YE | [5 empty] | 1 | 0 | PC | 2012-07-03 | 0 | PC
VTS-D10111-GG4121 | JDZX11-10S 10/v3¦.1/v3¦.1/v3¦.1/3kV,40VA |  | 121EL | 3GB |  | 12H | COMM | CS03 | Z001 | V |  | F | EL | PD | ZABB | HGQ | 3410120000 | PC |  | 1 | Y_PPM_01 | [5 empty] | 1 | 0 | PC | 2007-12-04 | 0 | PC
VTS-D10111-GG4123 | JDZX11-10S 10/v3¦.1/v3¦.1/v3¦.1/3kV,40VA |  | 121EL | 3GB |  | 12H | COMM | CS03 | Z001 | V |  | F | EL | PD | ZABB | HGQ | 3410120000 | PC |  | 1 | Y_PPM_01 | [5 empty] | 1 | 0 | PC | 2007-12-04 | 0 | PC
VTS-D10111-GG4193 | JDZX11-10S 10/v3 .1/v3 .1/v3 .1/3kV |  | 121EL-VT | 3GB |  | 12H | COMM | CS03 | Z001 | V |  | F | RM | PD | ZABB | HGQ | 3410121000 | PC |  | 1 | CNXIHE4 | [5 empty] | 1 | 0 | PC | 2016-03-15 | 0 | PC
VTS-D10111-GG8123 | JDZX11-10S 10/v3¦.1/v3¦.1/v3¦.1/3kV,40VA |  | 121EL | 3GB |  | 12H | COMM | CS03 | Z001 | V |  | F | RM | PD | ZABB | HGQ | 3410120000 | PC |  | 1 | Y_PPM_01 | [5 empty] | 1 | 0 | PC | 2007-12-04 | 0 | PC
VTS-D10111-GG8223S | JDZX17-10R 10/v3¦0.1/v3¦0.1/v3¦0.1/3kV |  | 121EL-VT | 3GB |  | 12H | COMM | CS03 | Z001 | V |  | F | RM | PD | ZABB | HGQ | 3410121000 | PC |  | 1 | CNXIHE4 | [5 empty] | 1 | 0 | PC | 2011-12-16 | 0 | PC
VTS-D10111-GG8283S | JDZX17-10R 10/v3 0.1/v3 0.1/v3 /0.1/3kV |  | 121EL-VT | 3GB |  | 12H | COMM | CS03 | Z001 | V |  | F | RM | PD | ZABB | HGQ | 3410121000 | PC |  | 1 | T_GUIHUA_YE | [5 empty] | 1 | 0 | PC | 2012-06-06 | 0 | PC
VTS-D10111-GG9123 | JDZX11-10S 10/v3¦.1/v3¦.1/v3¦.1/3kV 0.2/ |  | 121EL | 3GB |  | 12H | COMM | CS03 | Z001 | V |  | F | RM | PD | ZABB | HGQ | 3410121000 | PC |  | 1 | CNXIHE4 | [5 empty] | 1 | 0 | PC | 2008-03-19 | 0 | PC
VTS-D10111-GIG123 | JDZX17-10 10/v3 .1/v3 .1/v3 .1/3kV |  | 121EL-VT | 3GB |  | 12H | COMM | CS03 | Z001 | V |  | F | RM | PD | ZABB | HGQ | 3410121000 | PC |  | 1 | CNXIHE4 | [5 empty] | 1 | 0 | PC | 2010-11-25 | 0 | PC
VTS-D10111-GM8123S | JDZX13-10R 10/v3¦2X0.1/v3¦0.1/3kV 0.2/0. |  | 121EL-VT | 3GB |  | 12H | COMM | CS03 | Z001 | V |  | F | RM | PD | ZABB | HGQ | 3410121000 | PC |  | 1 | CNXIHE4 | [5 empty] | 1 | 0 | PC | 2009-03-31 | 0 | PC
VTS-D10111-H28123 | JDZX16-10W-N 10/v3 0.1/v3 0.1/v3 0.1/3KV |  | 121EL-VT |  |  | 129 | COMM | CS03 | Z001 | V |  | F | RM | PD | ZABB | HGQ | 3410121000 | PC |  | 1 | CNJOCHE21 | [5 empty] | 1 | 0 | PC | 2021-01-29 | 0 | PC
VTS-D10111-HH4123 | JDZX16-10W-N 10000/v3 100/v3 100/v3 100 |  | 121EL-VT | 3GB |  | 12H | COMM | CS03 | Z001 | V |  | F | RM | PD | ZABB | HGQ | 3410121000 | PC |  | 1 | T_GUIHUA_YE | [5 empty] | 1 | 0 | PC | 2012-03-14 | 0 | PC
VTS-D10111-HH8123 | JDZX16-10W-N 10/v3 0.1/v3 0.1/v3 0.1/3kV |  | 121EL-VT |  |  | B03 | COMM | CS03 | Z001 | V |  | F | RM | PD | ZABB | HGQ | 3410121000 | PC |  | 1 | T_GUIHUA_YE | [5 empty] | 1 | 0 | PC | 2014-04-01 | 0 | PC
VTS-D10111-I24121 | JDZX17-10 10/v3 .1/v3 .1/v3 .1/3kV |  | 121EL-VT | 3GB |  | 12H | COMM | CS03 | Z001 | V |  | F | RM | PD | ZABB | HGQ | 3410121000 | PC |  | 1 | T_GUIHUA_YE | [5 empty] | 1 | 0 | PC | 2012-01-18 | 0 | PC
VTS-D10111-I24123 | JDZX16-10W-N 10/v3¦.1/v3¦.1/v3¦.1/3kV, |  | 121EL | 3GB |  | 12H | COMM | CS03 | Z001 | V |  | F | EL | PD | ZABB | HGQ | 3410120000 | PC |  | 1 | Y_PPM_01 | [5 empty] | 1 | 0 | PC | 2007-12-04 | 0 | PC
VTS-D10111-I24123S | JDZX17-10R 10/v3¦0.1/v3¦0.1/v3¦/0.1/3kV |  | 121EL-VT | 3GB |  | 12H | COMM | CS03 | Z001 | V |  | F | RM | PD | ZABB | HGQ | 3410121000 | PC |  | 1 | CNXIHE4 | [5 empty] | 1 | 0 | PC | 2009-09-01 | 0 | PC
VTS-D10111-I28121 | JDZX16-10W-N 10/v3¦.1/v3¦.1/v3¦.1/3kV 0. |  | 121EL-VT | 3GB |  | 12H | COMM | CS03 | Z001 | V |  | F | RM | PD | ZABB | HGQ | 3410121000 | PC |  | 1 | CNXIHE4 | [5 empty] | 1 | 0 | PC | 2009-07-02 | 0 | PC
VTS-D10111-I28123 | JDZX16-10W-N 10/v3¦.1/v3¦.1/v3¦.1/3kV 0. |  | 121EL | 3GB |  | 12H | COMM | CS03 | Z001 | V |  | F | RM | PD | ZABB | HGQ | 3410120000 | PC |  | 1 | Y_PPM_01 | [5 empty] | 1 | 0 | PC | 2007-12-04 | 0 | PC
VTS-D10111-I28123S | JDZX17-10R 10/v3¦.1/v3¦.1/v3¦.1/3kV |  | 121EL-VT | 3GB |  | 12H | COMM | CS03 | Z001 | V |  | F | RM | PD | ZABB | HGQ | 3410121000 | PC |  | 1 | T_GUIHUA_YE | [5 empty] | 1 | 0 | PC | 2011-09-30 | 0 | PC
VTS-D10111-I2812B | JDZX17-10 10/v3 .1/v3 .1/v3 .1/3kV |  | 121EL-VT |  |  | 129 | COMM | CS03 | Z001 | V |  | F | RM | PD | ZABB | HGQ | 3410121000 | PC |  | 1 | CNJOCHE21 | [5 empty] | 1 | 0 | PC | 2021-01-06 | 0 | PC
VTS-D10111-IG8121 | JDZX9-10G1 10/v3 0.1/v3 0.1/v3 0.1/3kV |  | 121EL-VT | 3GB |  | 12H | COMM | CS03 | Z001 | V |  | F | RM | PD | ZABB | HGQ | 3410121000 | PC |  | 1 | CNJOCHE21 | [5 empty] | 1 | 0 | PC | 2021-03-31 | 0 | PC
VTS-D10111-II4121 | JDZX16-10W-N 10/v3 .1/v3 .1/v3 .1/3kV 0. |  | 121EL-VT | 3GB |  | 12H | COMM | CS03 | Z001 | V |  | F | RM | PD | ZABB | HGQ | 3410121000 | PC |  | 1 | CNGELI3 | [5 empty] | 1 | 0 | PC | 2019-08-01 | 0 | PC
VTS-D10111-II4123 | JDZX11-10S 10/v3 .1/v3 .1/v3 .1/3 kV 0.2 |  | 121EL-VT | 3GB |  | 12H | COMM | CS03 | Z001 | V |  | F | RM | PD | ZABB | HGQ | 3410121000 | PC |  | 1 | T_GUIHUA_YE | [5 empty] | 1 | 0 | PC | 2012-04-06 | 0 | PC
VTS-D10111-II4123S | JDZX17-10R 10/v3 .1/v3 .1/v3 .1/3kV |  | 121EL-VT | 3GB |  | 12H | COMM | CS03 | Z001 | V |  | F | RM | PD | ZABB | HGQ | 3410121000 | PC |  | 1 | CNXIHE4 | [5 empty] | 1 | 0 | PC | 2013-01-04 | 0 | PC
VTS-D10111-II8123 | JDZX17-10 10/v3 .1/v3 .1/v3 .1/3kV |  | 121EL-VT | 3GB |  | 12H | COMM | CS03 | Z001 | V |  | F | RM | PD | ZABB | HGQ | 3410121000 | PC |  | 1 | CNXIHE4 | [5 empty] | 1 | 0 | PC | 2012-10-23 | 0 | PC
VTS-D10111-II8123S | JDZX17-10R 10/v3¦0.1/v3¦0.1/v3¦/0.1/3kV |  | 121EL-VT | 3GB |  | 12H | COMM | CS03 | Z001 | V |  | F | RM | PD | ZABB | HGQ | 3410121000 | PC |  | 1 | CNXIHE4 | [5 empty] | 1 | 0 | PC | 2009-08-18 | 0 | PC
VTS-D10111-II8191 | JDZX16-10W-N 10000/v3 100/v3 100/v3 100V |  | 121EL-VT | 3GB |  | 12H | COMM | CS03 | Z001 | V |  | F | RM | PD | ZABB | HGQ | 3410121000 | PC |  | 1 | CNXIHE4 | [5 empty] | 1 | 0 | PC | 2011-06-11 | 0 | PC
VTS-D10111-III121 | JDZX11-10S 10/v3¦.1/v3¦.1/v3¦.1/3kV,20VA |  | 121EL | 3GB |  | 12H | COMM | CS03 | Z001 | V |  | F | EL | PD | ZABB | HGQ | 3410120000 | PC |  | 1 | Y_PPM_01 | [5 empty] | 1 | 0 | PC | 2007-12-04 | 0 | PC
VTS-D10111-KI4123S | JDZX17-10R 10/v3 .1/v3 .1/v3 .1/3kV |  | 121EL-VT | 3GB |  | 12H | COMM | CS03 | Z001 | V |  | F | RM | PD | ZABB | HGQ | 3410121000 | PC |  | 1 | CNXIHE4 | [5 empty] | 1 | 0 | PC | 2010-08-17 | 0 | PC
VTS-D10111-L18123S | JDZX17-10R 10/v3¦0.1/v3¦0.1/v3¦0.1/3kV |  | 121EL-VT | 3GB |  | 12H | COMM | CS03 | Z001 | V |  | F | RM | PD | ZABB | HGQ | 3410121000 | PC |  | 1 | CNDELIN | [5 empty] | 1 | 0 | PC | 2012-06-07 | 0 | PC
VTS-D10111-L24121S | JDZX17-10R 10/v3 0.1/v3 0.1/v3 0.1/3kV |  | 121EL-VT | 3GB |  | 12H | COMM | CS03 | Z001 | V |  | F | RM | PD | ZABB | HGQ | 3410121000 | PC |  | 1 | CNXIHE4 | [5 empty] | 1 | 0 | PC | 2014-08-11 | 0 | PC
VTS-D10111-L48121 | JDZX11-10S 10/v3¦.1/v3¦.1/v3¦.1/3kV,10VA |  | 121EL | 3GB |  | 12H | COMM | CS03 | Z001 | V |  | F | EL | PD | ZABB | HGQ | 3410120000 | PC |  | 1 | Y_PPM_01 | [5 empty] | 1 | 0 | PC | 2007-12-04 | 0 | PC
VTS-D10111-L88233S | JDZX17-10R 10/v3 0.1/v3 0.1/v3 0.1/3kV |  | 121EL-VT | 3GB |  | 12H | COMM | CS03 | Z001 | V |  | F | RM | PD | ZABB | HGQ | 3410121000 | PC |  | 1 | CNXIHE4 | [5 empty] | 1 | 0 | PC | 2013-09-25 | 0 | PC
VTS-D10111-LL4193S | JDZX17-10R 10/v3 0.1/v3 0.1/v3 0.1/3kV |  | 121EL-VT | 3GB |  | 12H | COMM | CS03 | Z001 | V |  | F | RM | PD | ZABB | HGQ | 3410121000 | PC |  | 1 | CNGELI3 | [5 empty] | 1 | 0 | PC | 2020-04-03 | 0 | PC
VTS-D10111-LL41C3 | JDZX16-10W-N 10/v3 0.1/v3 0.1/v3 0.1/3 |  | 121EL-VT | 3GB |  | 12H | COMM | CS03 | Z001 | V |  | F | RM | PD | ZABB | HGQ | 3410121000 | PC |  | 1 | CNJOCHE21 | [5 empty] | 1 | 0 | PC | 2021-06-07 | 0 | PC
VTS-D10111-LL8111S | JDZX15-20R 10/v3 0.1/v3 0.1/v3 0.1/3kV |  | 121EL-VT | 3GB |  | 12H | COMM | CS03 | Z001 | V |  | F | RM | PD | ZABB | HGQ | 3410121000 | PC |  | 1 | CNXIHE4 | [5 empty] | 1 | 0 | PC | 2017-11-20 | 0 | PC
VTS-D10111-M42223 | JDZX11-10S 10/v3¦.1/v3¦.1/v3¦.1/3kV,70VA |  | 121EL | 3GB |  | 12H | COMM | CS03 | Z001 | V |  | F | EL | PD | ZABB | HGQ | 3410120000 | PC |  | 1 | Y_PPM_01 | [5 empty] | 1 | 0 | PC | 2007-12-04 | 0 | PC
VTS-D101111-228128 | JDZX17-10R 10/v3 0.1/v3 0.1/v3 /0.1/3kV |  | 121EL-VT | 3GB |  | 12H | COMM | CS03 | Z001 | V |  | F | RM | PD | ZABB | HGQ | 3410121000 | PC |  | 1 | CNMAZHA43 | [5 empty] | 1 | 0 | PC | 2020-12-02 | 0 | PC
VTS-D10111224123-2 | JDZX16-10W-N 10/v3 0.1/v3 0.1/v3 0.1/3kV |  | 121EL-VT | 3GD |  | 12H | COMM | CS03 | Z001 | V |  | F | RM | PD | ZABB | HGQ | 3410121000 | PC |  | 1 | CNGELI3 | [5 empty] | 1 | 0 | PC | 2019-04-12 | 0 | PC
VTS-D10111224123-3 | JDZX17-10 10/v3 0.1/v3 0.1/v3 0.1/3kV |  | 121EL-VT | 3GB |  | 12H | COMM | CS03 | Z001 | V |  | F | RM | PD | ZABB | HGQ | 3410121000 | PC |  | 1 | CNMAZHA43 | [5 empty] | 1 | 0 | PC | 2019-06-14 | 0 | PC
VTS-D10111224181S1 | JDZX13-10R 10/v3 0.1/v3 0.1/v3 /0.1/3kV |  | 121EL-VT |  |  | 129 | COMM | CS03 | Z001 | V |  | F | RM | PD | ZABB | HGQ | 3410121000 | PC |  | 1 | CNGELI3 | [5 empty] | 1 | 0 | PC | 2020-03-11 | 0 | PC
VTS-D10111228121-1 | JDZX17-10 10/v3 .1/v3 .1/v3 .1/3kV |  | 121EL-VT | 3GB |  | 12H | COMM | CS03 | Z001 | V |  | F | RM | PD | ZABB | HGQ | 3410121000 | PC |  | 1 | T_GUIHUA_YE | [5 empty] | 1 | 0 | PC | 2012-01-10 | 0 | PC
VTS-D10111228121-2 | JDZX9-20NG1-N 10/v3 0.1/v3 0.1/v3 0.1/3k |  | 121EL-VT | 3GB |  | 12H | COMM | CS03 | Z001 | V |  | F | RM | PD | ZABB | HGQ | 3410121000 | PC |  | 1 | CNXIHE4 | [5 empty] | 1 | 0 | PC | 2014-08-28 | 0 | PC
VTS-D10111228121-3 | JDZX17-10R 10/v3 .1/v3 .1/v3 .1/3kV |  | 121EL-VT | 3GB |  | 12H | COMM | CS03 | Z001 | V |  | F | RM | PD | ZABB | HGQ | 3410121000 | PC |  | 1 | CNXIYE6 | [5 empty] | 1 | 0 | PC | 2021-12-30 | 0 | PC
VTS-D10111228123-1 | JDZX17-10 10/v3 .1/v3 .1/v3 .1/3kV |  | 121EL-VT | 3GB |  | 12H | COMM | CS03 | Z001 | V |  | F | RM | PD | ZABB | HGQ | 3410121000 | PC |  | 1 | T_GUIHUA_YE | [5 empty] | 1 | 0 | PC | 2012-01-18 | 0 | PC
VTS-D10111228123-2 | JDZX13-10 10/v3 0.1/v3 0.1/v3 /0.1/3kV |  | 121EL-VT | 3GB |  | 12H | COMM | CS03 | Z001 | V |  | F | RM | PD | ZABB | HGQ | 3410121000 | PC |  | 1 | CNPEYOU | [5 empty] | 1 | 0 | PC | 2012-05-08 | 0 | PC
VTS-D10111228123-3 | JDZX10-10C1 10/v3 .1/v3 .1/v3 .1/3kV 0.2 |  | 121EL-VT |  |  | B03 | COMM | CS03 | Z001 | V |  | F | RM | PD | ZABB | HGQ | 3410121000 | PC |  | 1 | CNXIHE4 | [5 empty] | 1 | 0 | PC | 2012-05-28 | 0 | PC
VTS-D10111228123-4 | JDZX13-20 10/v3¦0.1/v3¦0.1/v3¦0.1/3kV |  | 121EL-VT |  |  | B03 | COMM | CS03 | Z001 | V |  | F | RM | PD | ZABB | HGQ | 3410121000 | PC |  | 1 | T_GUIHUA_YE | [5 empty] | 1 | 0 | PC | 2012-06-21 | 0 | PC
VTS-D10111228123-5 | JDZX13-20 10/v3 0.1/v3 0.1/v3 /0.1/3kV |  | 121EL-VT | 3GB |  | 12H | COMM | CS03 | Z001 | V |  | F | RM | PD | ZABB | HGQ | 3410121000 | PC |  | 1 | T_GUIHUA_YE | [5 empty] | 1 | 0 | PC | 2012-07-02 | 0 | PC
VTS-D10111228123-6 | JDZX15-20R 10/v3 0.1/v3 0.1/v3 /0.1/3kV |  | 121EL-VT | 3GB |  | 12H | COMM | CS03 | Z001 | V |  | F | RM | PD | ZABB | HGQ | 3410121000 | PC |  | 1 | T_GUIHUA_YE | [5 empty] | 1 | 0 | PC | 2012-09-12 | 0 | PC
VTS-D10111228123-8 | JDZX19-10G 10/v3 0.1/v3 0.1/v3 0.1/3kV |  | 121EL-VT | 3GB |  | 12H | COMM | CS03 | Z001 | V |  | F | RM | PD | ZABB | HGQ | 3410121000 | PC |  | 1 | CNXIHE4 | [5 empty] | 1 | 0 | PC | 2014-02-11 | 0 | PC
VTS-D10111228123-9 | JDZX16-10W-N 10/v3 0.1/v3 0.1/v3 0.1/3 k |  | 121EL-VT | 3GB |  | 12H | COMM | CS03 | Z001 | V |  | F | RM | PD | ZABB | HGQ | 3410121000 | PC |  | 1 | CNZHZHA51 | [5 empty] | 1 | 0 | PC | 2019-07-08 | 0 | PC
VTS-D10111228123S1 | JDZX13-20R2 10/v3¦0.1/v3¦0.1/v3¦/0.1/3kV |  | 121EL-VT | 3GB |  | 12H | COMM | CS03 | Z001 | V |  | F | RM | PD | ZABB | HGQ | 3410121000 | PC |  | 1 | CNNEWAN | [5 empty] | 1 | 0 | PC | 2011-05-30 | 0 | PC
VTS-D10111228123S2 | JDZX17-10R 10/v3 0.1/v3 0.1/v3 0.1/3kV |  | 121EL-VT | 3GB |  | 12H | COMM | CS03 | Z001 | V |  | F | RM | PD | ZABB | HGQ | 3410121000 | PC |  | 1 | T_GUIHUA_YE | [5 empty] | 1 | 0 | PC | 2012-03-02 | 0 | PC
VTS-D10111228123S3 | JDZX17-10 10/v3 .1/v3 .1/v3 .1/3kV 0.2/0 |  | 121EL-VT | 3GB |  | 12H | COMM | CS03 | Z001 | V |  | F | RM | PD | ZABB | HGQ | 3410121000 | PC |  | 1 | CNJOCHE21 | [5 empty] | 1 | 0 | PC | 2020-10-19 | 0 | PC
VTS-D101112G4123-1 | JDZX17-10 10/v3¦2X0.1/v3¦/0.1/3kV .2/.5/ |  | 121EL | 3GB |  | 12H | COMM | CS03 | Z001 | V |  | F | RM | PD | ZABB | HGQ | 3410121000 | PC |  | 1 | CNXIHE4 | [5 empty] | 1 | 0 | PC | 2008-10-30 | 0 | PC
VTS-D101112G4123-2 | JDZX11-10S 10000/v3 100/v3 100/v3 100/3V |  | 121EL-VT | 3GB |  | 12H | COMM | CS03 | Z001 | V |  | F | RM | PD | ZABB | HGQ | 3410121000 | PC |  | 1 | CNDUYAN | [5 empty] | 1 | 0 | PC | 2020-11-12 | 0 | PC
VTS-D101112G4123S1 | JDZX13-10R 10/v3¦0.1/v3¦0.1/v3¦/0.1/3kV |  | 121EL | 3GB |  | 12H | COMM | CS03 | Z001 | V |  | F | RM | PD | ZABB | HGQ | 3410121000 | PC |  | 1 | CNXIHE4 | [5 empty] | 1 | 0 | PC | 2008-09-02 | 0 | PC
VTS-D101112G8123-1 | JDZX17-10 10/v3¦.1/v3¦.1/v3¦.1/3kV,30VA |  | 121EL | 3GB |  | 12H | COMM | CS03 | Z001 | V |  | F | RM | PD | ZABB | HGQ | 3410121000 | PC |  | 1 | CNXIHE4 | [5 empty] | 1 | 0 | PC | 2008-07-08 | 0 | PC
VTS-D101112G8123-3 | JDZX13-10 10/v3 0.1/v3 0.1/v3 /0.1/3kV |  | 121EL-VT | 3GB |  | 12H | COMM | CS03 | Z001 | V |  | F | RM | PD | ZABB | HGQ | 3410121000 | PC |  | 1 | T_GUIHUA_YE | [5 empty] | 1 | 0 | PC | 2012-03-16 | 0 | PC
VTS-D101112G8123-4 | JDZX19-10G 10/v3 .1/v3 .1/v3 .1/3KV |  | 121EL-VT | 3GB |  | 12H | COMM | CS03 | Z001 | V |  | F | RM | PD | ZABB | HGQ | 3410121000 | PC |  | 1 | CNXIHE4 | [5 empty] | 1 | 0 | PC | 2013-09-10 | 0 | PC
VTS-D101112G8123S1 | JDZX13-10R 10/v3¦0.1/v3¦0.1/v3¦/0.1/3kV |  | 121EL | 3GB |  | 12H | COMM | CS03 | Z001 | V |  | F | RM | PD | ZABB | HGQ | 3410121000 | PC |  | 1 | CNXIHE4 | [5 empty] | 1 | 0 | PC | 2008-05-29 | 0 | PC
VTS-D101112I4123-1 | JDZX16-10W-N 10/v3¦.1/v3¦.1/v3¦.1/3kV 0. |  | 121EL-VT | 3GB |  | 12H | COMM | CS03 | Z001 | V |  | F | RM | PD | ZABB | HGQ | 3410121000 | PC |  | 1 | CNXIHE4 | [5 empty] | 1 | 0 | PC | 2009-07-13 | 0 | PC
VTS-D101112I8123-1 | JDZX16-10W-N 10/v3¦2x.1/v3¦.1/3kV 0.2/0. |  | 121EL-VT | 3GB |  | 12H | COMM | CS03 | Z001 | V |  | F | RM | PD | ZABB | HGQ | 3410121000 | PC |  | 1 | CNXIHE4 | [5 empty] | 1 | 0 | PC | 2009-03-23 | 0 | PC
VTS-D10111448123-1 | JDZX19-10G 10/v3 .1/v3 .1/v3 .1/3KV 50V |  | 121EL-VT | 3GB |  | 12H | COMM | CS03 | Z001 | V |  | F | RM | PD | ZABB | HGQ | 3410121000 | PC |  | 1 | T_GUIHUA_YE | [5 empty] | 1 | 0 | PC | 2012-08-09 | 0 | PC
VTS-D10111448123-2 | JDZX13-20 10/v3 0.1/v3 0.1/v3 /0.1/3kV |  | 121EL-VT | 3GB |  | 12H | COMM | CS03 | Z001 | V |  | F | RM | PD | ZABB | HGQ | 3410121000 | PC |  | 1 | CNXIHE4 | [5 empty] | 1 | 0 | PC | 2012-12-28 | 0 | PC
VTS-D10111448123S1 | JDZX13-35R 35/v3 .1/v3 .1/v3 .1/3kV W.TU |  | 121EL-VT | 3GB |  | 12H | COMM | CS03 | Z001 | V |  | F | RM | PD | ZABB | HGQ | 3410121000 | PC |  | 1 | T_GUIHUA_YE | [5 empty] | 1 | 0 | PC | 2012-06-21 | 0 | PC
VTS-D10111448223 | JDZX10-10C1G-N 10/v3 0.1/v3 0.1/v3 0.1/3 |  | 121EL-VT |  |  | B03 | COMM | CS03 | Z001 | V |  | F | RM | PD | ZABB | HGQ | 3410121000 | PC |  | 1 | CNSHZEN2 | [5 empty] | 1 | 0 | PC | 2016-06-13 | 0 | PC
VTS-D10111G28123-1 | JDZX11-10S 10/v3 .1/v3 .1/v3 .1/3kV 40VA |  | 121EL-VT | 3GB |  | 12H | COMM | CS03 | Z001 | V |  | F | RM | PD | ZABB | HGQ | 3410121000 | PC |  | 1 | T_GUIHUA_YE | [5 empty] | 1 | 0 | PC | 2012-07-05 | 0 | PC
VTS-D10111GG8223S1 | JDZX17-10R 10/v3 0.1/v3 0.1/v3 0.1/3kV |  | 121EL-VT | 3GB |  | 12H | COMM | CS03 | Z001 | V |  | F | RM | PD | ZABB | HGQ | 3410121000 | PC |  | 1 | T_GUIHUA_YE | [5 empty] | 1 | 0 | PC | 2012-08-11 | 0 | PC
VTS-D10111HH4123-1 | JDZX16-10W-N 10/v3 .1/v3 .1/v3 .1/3kV |  | 121EL-VT | 3GD |  | 12H | COMM | CS03 | Z001 | V |  | F | RM | PD | ZABB | HGQ | 3410121000 | PC |  | 1 | CNJOCHE21 | [5 empty] | 1 | 0 | PC | 2021-01-14 | 0 | PC
VTS-D10111I24123-1 | JDZX10-10C1 10/v3¦.1/v3¦.1/v3¦.1/3kV,20V |  | 121EL-VT | 3GB |  | 12H | COMM | CS03 | Z001 | V |  | F | RM | PD | ZABB | HGQ | 3410121000 | PC |  | 1 | CNXIHE4 | [5 empty] | 1 | 0 | PC | 2009-12-17 | 0 | PC
VTS-D10111I24123-2 | JDZX17-10 10/v3¦.1/v3¦.1/v3¦.1/3kV,20VA |  | 121EL-VT | 3GB |  | 12H | COMM | CS03 | Z001 | V |  | F | RM | PD | ZABB | HGQ | 3410121000 | PC |  | 1 | CNXIHE4 | [5 empty] | 1 | 0 | PC | 2010-06-21 | 0 | PC
VTS-D10111I24123-3 | JDZX10-10C1G-N 10/v3 0.1/v3 0.1/v3 0.1/3 |  | 121EL-VT |  |  | 129 | COMM | CS03 | Z001 | V |  | F | RM | PD | ZABB | HGQ | 3410121000 | PC |  | 1 | CNDUYAN | [5 empty] | 1 | 0 | PC | 2020-05-27 | 0 | PC
VTS-D10111I24123-4 | JDZX10-10C1G-N 10/v3 0.1/v3 0.1/v3 0.1/3 |  | 121EL-VT |  |  | 129 | COMM | CS03 | Z001 | V |  | F | RM | PD | ZABB | HGQ | 3410121000 | PC |  | 1 | CNDUYAN | [5 empty] | 1 | 0 | PC | 2020-09-27 | 0 | PC
VTS-D10111I24123S1 | JDZX13-10R 10/v3¦0.1/v3¦0.1/v3¦/0.1/3kV |  | 121EL-VT | 3GB |  | 12H | COMM | CS03 | Z001 | V |  | F | RM | PD | ZABB | HGQ | 3410121000 | PC |  | 1 | CNXIHE4 | [5 empty] | 1 | 0 | PC | 2009-09-01 | 0 | PC
VTS-D10111I24123S2 | JDZX17-10R 10/v3 .1/v3 .1/v3 .1/3kV |  | 121EL-VT | 3GB |  | 12H | COMM | CS03 | Z001 | V |  | F | RM | PD | ZABB | HGQ | 3410121000 | PC |  | 1 | CNGELI3 | [5 empty] | 1 | 0 | PC | 2019-05-23 | 0 | PC
VTS-D10111I28121-2 | JDZX17-10 10/v3 .1/v3 .1/v3 .1/3kV |  | 121EL-VT | 3GB |  | 12H | COMM | CS03 | Z001 | V |  | F | RM | PD | ZABB | HGQ | 3410121000 | PC |  | 1 | CNXIHE4 | [5 empty] | 1 | 0 | PC | 2011-03-11 | 0 | PC
VTS-D10111I28123-1 | JDZX17-10 10/v3 2X0.1/v3 /0.1/3kV .2/.5/ |  | 121EL-VT | 3GB |  | 12H | COMM | CS03 | Z001 | V |  | F | RM | PD | ZABB | HGQ | 3410121000 | PC |  | 1 | CNXIHE4 | [5 empty] | 1 | 0 | PC | 2011-07-12 | 0 | PC
VTS-D10111I28123-3 | JDZX10-10C1 10/v3 .1/v3 .1/v3 .1/3kV 0.2 |  | 121EL-VT |  |  | B03 | COMM | CS03 | Z001 | V |  | F | RM | PD | ZABB | HGQ | 3410121000 | PC |  | 1 | T_GUIHUA_YE | [5 empty] | 1 | 0 | PC | 2013-04-22 | 0 | PC
VTS-D10111I28123-4 | JDZX17-10 10/v3 .1/v3 .1/v3 .1/3kV |  | 121EL-VT | 3GB |  | 12H | COMM | CS03 | Z001 | V |  | F | RM | PD | ZABB | HGQ | 3410121000 | PC |  | 1 | CNGELI3 | [5 empty] | 1 | 0 | PC | 2019-05-22 | 0 | PC
VTS-D10111I28123S1 | JDZX17-10R 10/v3 .1/v3 .1/v3 .1/3kV |  | 121EL-VT |  |  | 129 | COMM | CS03 | Z001 | V |  | F | RM | PD | ZABB | HGQ | 3410121000 | PC |  | 1 | CNGELI3 | [5 empty] | 1 | 0 | PC | 2019-05-22 | 0 | PC
VTS-D10111II4123-1 | JDZX17-10 10/v3 .1/v3 .1/v3 .1/3kV |  | 121EL-VT |  |  | B03 | COMM | CS03 | Z001 | V |  | F | RM | PD | ZABB | HGQ | 3410121000 | PC |  | 1 | CNXIHE4 | [5 empty] | 1 | 0 | PC | 2012-10-25 | 0 | PC
VTS-D10111II4123-2 | JDZX16-10W-N 10/v3 0.1/v3 0.1/v3 0.1/3 k |  | 121EL-VT | 3GB |  | 12H | COMM | CS03 | Z001 | V |  | F | RM | PD | ZABB | HGQ | 3410121000 | PC |  | 1 | CNGELI3 | [5 empty] | 1 | 0 | PC | 2019-06-21 | 0 | PC
VTS-D10111II8123-1 | JDZX16-10W-N 10/v3 0.1/v3 0.1/v3 0.1/3 k |  | 121EL-VT | 3GB |  | 12H | COMM | CS03 | Z001 | V |  | F | RM | PD | ZABB | HGQ | 3410121000 | PC |  | 1 | CNXIHE4 | [5 empty] | 1 | 0 | PC | 2016-09-19 | 0 | PC
VTS-D10111II8123-2 | JDZX10-10C1G-N 10/v3 0.1/v3 0.1/v3 0.1/3 |  | 121EL-VT |  |  | 129 | COMM | CS03 | Z001 | V |  | F | RM | PD | ZABB | HGQ | 3410121000 | PC |  | 1 | CNGELI3 | [5 empty] | 1 | 0 | PC | 2019-02-15 | 0 | PC
VTS-D10111II8123-3 | JDZX10-10C1 10/v3 .1/v3 .1/v3 .1/3kV 0.2 |  | 121EL-VT |  |  | 129 | COMM | CS03 | Z001 | V |  | F | RM | PD | ZABB | HGQ | 3410121000 | PC |  | 1 | CNGELI3 | [5 empty] | 1 | 0 | PC | 2019-11-15 | 0 | PC
VTS-D10111L14123-2 | JDZX11-10S 10/v3¦.1/v3¦.1/v3¦.1/3kV,10VA |  | 121EL | 3GB |  | 12H | COMM | CS03 | Z001 | V |  | F | RM | PD | ZABB | HGQ | 3410120000 | PC |  | 1 | Y_PPM_01 | [5 empty] | 1 | 0 | PC | 2007-12-04 | 0 | PC
VTS-D10111L48121-1 | JDZX16-10W 10/v3¦.1/v3¦.1/v3¦.1/3kV,10VA |  | 121EL | 3GB |  | 12H | COMM | CS03 | Z001 | V |  | F | EL | PD | ZABB | HGQ | 3410120000 | PC |  | 1 | Y_PPM_01 | [5 empty] | 1 | 0 | PC | 2007-12-04 | 0 | PC
VTS-D10113-I24123 | JDZX10-10C1G-N 10/v3 0.1/v3 0.1/v3 0.1/v |  | 121EL-VT |  |  | 129 | COMM | CS03 | Z001 | V |  | F | RM | PD | ZABB | HGQ | 3410121000 | PC |  | 1 | CNDUYAN | [5 empty] | 1 | 0 | PC | 2020-05-26 | 0 | PC
VTS-D10113-II8123 | JDZX10-10C1G-N 10/v3 0.1/v3 0.1/v3 0.1/v |  | 121EL-VT |  |  | 129 | COMM | CS03 | Z001 | V |  | F | RM | PD | ZABB | HGQ | 3410121000 | PC |  | 1 | CNGELI3 | [5 empty] | 1 | 0 | PC | 2019-02-13 | 0 | PC
VTS-D10113-L11123 | JDZX17-10 10/v3¦2X0.1/v3¦/0.1/3kV .2/.5/ |  | 121EL-VT | 3GB |  | 12H | COMM | CS03 | Z001 | V |  | F | RM | PD | ZABB | HGQ | 3410121000 | PC |  | 1 | CNNEWAN | [5 empty] | 1 | 0 | PC | 2011-05-18 | 0 | PC
VTS-D10113I24123-1 | JDZX10-10C1G-N 10/v3 0.1/v3 0.1/v3 0.1/v |  | 121EL-VT |  |  | 129 | COMM | CS03 | Z001 | V |  | F | RM | PD | ZABB | HGQ | 3410121000 | PC |  | 1 | CNDUYAN | [5 empty] | 1 | 0 | PC | 2020-09-27 | 0 | PC
VTS-D10114423S1-NP | JDZX17-10R 10/v3 0.1/v3 0.1/3kV |  | 121EL-VT | 3GB |  | 12H | COMM | CS03 | Z001 | V |  | F | RM | PD | ZABB | HGQ | 3410121000 | PC |  | 1 | CNJOCHE21 | [5 empty] | 1 | 0 | PC | 2021-08-31 | 0 | PC
VTS-D10115-228123S | JDZX13-10R 10/v3 .1/v3 .1/v3 .1kV |  | 121EL-VT | 3GB |  | 12H | COMM | CS03 | Z001 | V |  | F | RM | PD | ZABB | HGQ | 3410121000 | PC |  | 1 | CNJOCHE21 | [5 empty] | 1 | 0 | PC | 2021-07-28 | 0 | PC
VTS-D1012-LL1A | JDZX16-10W-N 10/v3 0.1/v3 0.1/v3kV |  | 121EL-VT |  |  | 129 | COMM | CS03 | Z001 | V |  | F | RM | PD | ZABB | HGQ | 3410121000 | PC |  | 1 | CNJOCHE21 | [5 empty] | 1 | 0 | PC | 2021-03-24 | 0 | PC
VTS-D1013-222FS-NP | JDZX17-10R 10/v3 0.1/v3 0.1/v3 kV |  | 121EL-VT | 3GB |  | 12H | COMM | CS03 | Z001 | V |  | F | RM | PD | ZABB | HGQ | 3410121000 | PC |  | 1 | CNJISU10 | [5 empty] | 1 | 3 | PC | 2021-09-27 | 0 | PC
VTS-D1013-241B | JDZX10-10C1G-N 10/v3 0.1/v3 0.1/v3 kV |  | 121EL-VT |  |  | B03 | COMM | CS03 | Z001 | V |  | F | RM | PD | ZABB | HGQ | 3410121000 | PC |  | 1 | CNSHZEN2 | [5 empty] | 1 | 0 | PC | 2016-06-14 | 0 | PC
VTS-D1013-4422 | JDZXR-10C 10/v3 .1/v3 .1/v3kV,30VA/CL0.5 |  | 121EL-VT | 3GD |  | 12H | COMM | CS03 | Z001 | V |  | F | RM | PD | ZABB | HGQ | 3410121000 | PC |  | 1 | CNMAZHA43 | [5 empty] | 1 | 0 | PC | 2020-04-21 | 0 | PC
VTS-D1013-442B | JDZX17-10 10000/v3 100/v3 100/v3 V |  | 121EL-VT | 3GD |  | 12H | COMM | CS03 | Z001 | V |  | F | RM | PD | ZABB | HGQ | 3410121000 | PC |  | 1 | CNJOCHE21 | [5 empty] | 1 | 0 | PC | 2021-03-12 | 0 | PC
VTS-D1013-442BS | JDZX17-10R 10/V3 0.1/V3 0.1/v3KV |  | 121EL-VT | 3GB |  | 12H | COMM | CS03 | Z001 | V |  | F | RM | PD | ZABB | HGQ | 3410121000 | PC |  | 1 | CNXIHE4 | [5 empty] | 1 | 0 | PC | 2017-03-21 | 0 | PC
VTS-D1013-442BS-NP | JDZX17-10R 10/v3 .1/v3 .1/v3KV 50VA/CL |  | 121EL-VT |  |  | 129 | COMM | CS03 | Z001 | V |  | F | RM | PD | ZABB | HGQ | 3410121000 | PC |  | 1 | CNGELI3 | [5 empty] | 1 | 0 | PC | 2020-04-16 | 0 | PC
VTS-D1013-4483S | JDZXR-10C 10/v3 0.1/v3 0.1/ v3kV |  | 121EL-VT | 3GB |  | 12H | COMM | CS03 | Z001 | V |  | F | RM | PD | ZABB | HGQ | 3410121000 | PC |  | 1 | CNJOCHE21 | [5 empty] | 1 | 0 | PC | 2021-01-28 | 0 | PC
VTS-D1013-4493S-NP | JDZX17-10R 10 /v3 .1/v3 .1/v3KV |  | 121EL-VT | 3GB |  | 12H | COMM | CS03 | Z001 | V |  | F | RM | PD | ZABB | HGQ | 3410121000 | PC |  | 1 | CNDUYAN | [5 empty] | 1 | 0 | PC | 2020-05-25 | 0 | PC
VTS-D1013-5522 | JDZX11-10S 10/v3¦.1/v3¦.1/v3kV,60VA/0.5; |  | 121EL | 3GB |  | 12H | COMM | CS03 | Z001 | V |  | F | RM | PD | ZABB | HGQ | 3410120000 | PC |  | 1 | Y_PPM_01 | [5 empty] | 1 | 0 | PC | 2007-12-04 | 0 | PC
VTS-D1013-552B | JDZX17-10 10/V3/0.1/V3/0.1/V3KV |  | 121EL-VT |  |  | B03 | COMM | CS03 | Z001 | V |  | F | RM | PD | ZABB | HGQ | 3410121000 | PC |  | 1 | CNXIHE4 | [5 empty] | 1 | 0 | PC | 2017-03-17 | 0 | PC
VTS-D1013-552BS | JDZX17-10R 10/V3 0.1/V3 0.1/v3KV |  | 121EL-VT |  |  | B03 | COMM | CS03 | Z001 | V |  | F | RM | PD | ZABB | HGQ | 3410121000 | PC |  | 1 | CNXIHE4 | [5 empty] | 1 | 0 | PC | 2017-03-17 | 0 | PC
VTS-D1013-GG2BS | JDZX17-10R 10/v3 .1/v3 .1/v3kV |  | 121EL-VT | 3GB |  | 12H | COMM | CS03 | Z001 | V |  | F | RM | PD | ZABB | HGQ | 3410121000 | PC |  | 1 | CNXIHE4 | [5 empty] | 1 | 0 | PC | 2017-02-20 | 0 | PC
VTS-D1013-HH22 | JDZX10-10C1 10/v3 .1/v3 .1/v3kV, |  | 121EL-VT | 3GD |  | 12H | COMM | CS03 | Z001 | V |  | F | RM | PD | ZABB | HGQ | 3410121000 | PC |  | 1 | CNMAZHA43 | [5 empty] | 1 | 0 | PC | 2020-04-21 | 0 | PC
VTS-D1013-I411 | JDZX10-10C1 10/v3 .1/v3 0.1/v3kV CL0.2/6 |  | 121EL-VT |  |  | B03 | COMM | CS03 | Z001 | V |  | F | RM | PD | ZABB | HGQ | 3410121000 | PC |  | 1 | CNXIHE4 | [5 empty] | 1 | 0 | PC | 2013-05-10 | 0 | PC
VTS-D1013-II1B | JDZX16-10W-N 10/v3 0.1/v3 0.1/v3 kV |  | 121EL-VT | 3GB |  | 12H | COMM | CS03 | Z001 | V |  | F | RM | PD | ZABB | HGQ | 3410121000 | PC |  | 1 | CNSHZEN2 | [5 empty] | 1 | 0 | PC | 2016-06-15 | 0 | PC
VTS-D1013-II23 | JDZX10-10C1G-N 10/v3 0.1/v3 0.1/v3 kV |  | 121EL-VT | 3GB |  | 12H | COMM | CS03 | Z001 | V |  | F | RM | PD | ZABB | HGQ | 3410121000 | PC |  | 1 | CNSHZEN2 | [5 empty] | 1 | 0 | PC | 2016-06-21 | 0 | PC
VTS-D1013-LI1B | JDZX10-10C1 10/v3¦.1/v3¦0.1/v3kV,10VA/0. |  | 121EL-VT |  |  | 12Q | COMM | CS03 | Z001 | V |  | F | RM | PD | ZABB | HGQ | 3410121000 | PC |  | 1 | CNXIHE4 | [5 empty] | 1 | 0 | PC | 2009-11-10 | 0 | PC
VTS-D1013-LI1BS | JDZXR-10C 10/v3¦.1/v3¦0.1/v3kV,10VA/0. |  | 121EL-VT | 3GB |  | 12H | COMM | CS03 | Z001 | V |  | F | RM | PD | ZABB | HGQ | 3410121000 | PC |  | 1 | CNXIHE4 | [5 empty] | 1 | 0 | PC | 2009-11-16 | 0 | PC
VTS-D1013-LL1A | JDZX10-10C1 10000/v3 100/v3 100/v3V |  | 121EL-VT | 3GB |  | 12H | COMM | CS03 | Z001 | V |  | F | RM | PD | ZABB | HGQ | 3410121000 | PC |  | 1 | CNGELI3 | [5 empty] | 1 | 0 | PC | 2019-11-20 | 0 | PC
VTS-D10131-2G4121 | JDZX11-10S 10/√3/0.1/√3/0.1/√3/0.1/3 KV |  | 26XEL | 3GB |  | 129 | COMM | CS03 | Z001 | V |  | F |  | PD | ZABB | HGC | 3410121000 | PC |  | 1 | Y_PPM_01 | [5 empty] | 1 | 0 | PC | 2007-12-04 | 0 | PC
VTS-D1015-1413 | JDZX10-10N 10/v3 0.1/v3 0.1kV 0.2/3P |  | 121EL-VT | 3GD |  | 12H | COMM | CS03 | Z001 | V |  | F | RM | PD | ZABB | HGQ | 3410121000 | PC |  | 1 | CNZHZHA51 | [5 empty] | 1 | 0 | PC | 2019-07-05 | 0 | PC
VTS-D1015-2223 | JDZX10-10N 10/v3 0.1/v3 0.1kV 30VA/CL0.5 |  | 121EL-VT | 3GB |  | 12H | COMM | CS03 | Z001 | V |  | F | RM | PD | ZABB | HGQ | 3410121000 | PC |  | 1 | T_GUIHUA_YE | [5 empty] | 1 | 0 | PC | 2015-11-24 | 0 | PC
VTS-D1015-2421 | JDZX16-10N 10000/v3 100/v3 100V CL0.5/6P |  | 121EL-VT | 3GB |  | 12H | COMM | CS03 | Z001 | V |  | F | RM | PD | ZABB | HGQ | 3410121000 | PC |  | 1 | CNXIHE4 | [5 empty] | 1 | 0 | PC | 2013-05-30 | 0 | PC
VTS-D1015-2421-1 | JDZX10-10N 10/v3 0.1/v3 0.1kV CL0.5/6P |  | 121EL-VT | 3GB |  | 12H | COMM | CS03 | Z001 | V |  | F | RM | PD | ZABB | HGQ | 3410121000 | PC |  | 1 | CNXIHE4 | [5 empty] | 1 | 0 | PC | 2014-04-04 | 0 | PC
VTS-D1015-2423 | JDZX10-10C1G-N 10/v3 0.1/v3 0.1kV |  | 121EL-VT | 3GB |  | 12H | COMM | CS03 | Z001 | V |  | F | RM | PD | ZABB | HGQ | 3410121000 | PC |  | 1 | CNXIHE4 | [5 empty] | 1 | 0 | PC | 2016-05-17 | 0 | PC
VTS-D1015-2423-1 | JDZX16-10N 10/v3 0.1/v3 0.1kV |  | 121EL-VT | 3GB |  | 12H | COMM | CS03 | Z001 | V |  | F | RM | PD | ZABB | HGQ | 3410121000 | PC |  | 1 | CNXIHE4 | [5 empty] | 1 | 0 | PC | 2016-09-19 | 0 | PC
VTS-D1015-4423-1 | JDZX10-10N 10/v3 0.1/v3 0.1kV,0.5/3P |  | 121EL-VT |  |  | B03 | COMM | CS03 | Z001 | V |  | F | RM | PD | ZABB | HGQ | 3410121000 | PC |  | 1 | CNSHZEN2 | [5 empty] | 1 | 0 | PC | 2016-06-14 | 0 | PC
VTS-D1015-G423 | JDZX16-10N 10/v3 0.1/v3 0.1kV,0.5/3P |  | 121EL-VT | 3GB |  | 12H | COMM | CS03 | Z001 | V |  | F | RM | PD | ZABB | HGQ | 3410121000 | PC |  | 1 | CNSHZEN2 | [5 empty] | 1 | 0 | PC | 2016-06-15 | 0 | PC
VTS-D1015-G423-1 | JDZX10-10N 10/v3 0.1/v3 0.1kV,0.5/3P |  | 121EL-VT | 3GB |  | 12H | COMM | CS03 | Z001 | V |  | F | RM | PD | ZABB | HGQ | 3410121000 | PC |  | 1 | CNSHZEN2 | [5 empty] | 1 | 0 | PC | 2016-06-15 | 0 | PC
VTS-D1015-I423 | JDZX10-10N 10/v3 0.1/v3 0.1kV,0.5/3P |  | 121EL-VT |  |  | B03 | COMM | CS03 | Z001 | V |  | F | RM | PD | ZABB | HGQ | 3410121000 | PC |  | 1 | CNXIHE4 | [5 empty] | 1 | 0 | PC | 2013-08-30 | 0 | PC
VTS-D1015-I423-1 | JDZX16-10N 10/v3 0.1/v3 0.1kV,0.5/3P |  | 121EL-VT | 3GB |  | 12H | COMM | CS03 | Z001 | V |  | F | RM | PD | ZABB | HGQ | 3410121000 | PC |  | 1 | CNXIHE4 | [5 empty] | 1 | 0 | PC | 2013-09-02 | 0 | PC
VTS-D1018-4423 | JDZX10-10C1 10/v3 .1/v3 .1/3kV |  | 121EL-VT | 3GB |  | 12H | COMM | CS03 | Z001 | V |  | F | RM | PD | ZABB | HGQ | 3410121000 | PC |  | 1 | CNJOCHE21 | [5 empty] | 1 | 0 | PC | 2021-02-25 | 0 | PC
VTS-D1022-4413S | JDZX17-10R 10/v3 0.11/v3 0.11/3 0.2/3P |  | 121EL-VT | 3GB |  | 12H | COMM | CS03 | Z001 | V |  | F | RM | PD | ZABB | HGQ | 3410121000 | PC |  | 1 | CNZHZHA51 | [5 empty] | 1 | 0 | PC | 2020-08-31 | 0 | PC
VTS-D1022-5423S | JDZXR-10C 10/v3¦.11/v3¦.11/3kV 60VA/0.5, |  | 121EL | 3GB |  | 12H | COMM | CS03 | Z001 | V |  | F | EL | PD | ZABB | HGQ | 3410120000 | PC |  | 1 | Y_PPM_01 | [5 empty] | 1 | 0 | PC | 2007-12-04 | 0 | PC
VTS-D1022-8433S | JDZXR-10C 10/v3¦.11/v3¦.11/3kV,100VA/1.0 |  | 121EL | 3GB |  | 12H | COMM | CS03 | Z001 | V |  | F | RM | PD | ZABB | HGQ | 3410120000 | PC |  | 1 | Y_PPM_01 | [5 empty] | 1 | 0 | PC | 2007-12-04 | 0 | PC
VTS-D10224-GG823S | JDZX17-10 10/v3 0.1/v3 0.1/v3 0.1/3kV |  | 121EL-VT | 3GB |  | 12H | COMM | CS03 | Z001 | V |  | F | RM | PD | ZABB | HGQ | 3410121000 | PC |  | 1 | CNJOCHE21 | [5 empty] | 1 | 0 | PC | 2021-08-20 | 0 | PC
VTS-D10D-32 | JDZX-10CQ2 10/v3 .38/v3 kV,30VA/1.0 |  | 121EL-VT | 3GB |  | 12H | COMM | CS03 | Z001 | V |  | F | RM | PD | ZABB | HGQ | 3410121000 | PC |  | 1 | CNSOLIN2 | [5 empty] | 1 | 0 | PC | 2014-06-03 | 0 | PC
VTS-D10F0-2020S | JDZX15-20R 10/0.1kV 0.5/30VA 海拔高度2200米 |  | 121EL-VT |  |  | 129 | COMM | CS03 | Z001 | V |  | F | RM | PD | ZABB | HGQ | 3410121000 | PC |  | 1 | CNDUYAN | [5 empty] | 1 | 0 | PC | 2021-02-24 | 0 | PC
VTS-D1110-4020 | JDZX10-10C1 11000/v3 100/v3 |  | 121EL-VT | 3GB |  | 12H | COMM | CS03 | Z001 | V |  | F | RM | PD | ZABB | HGQ | 3410121000 | PC |  | 1 | CNGELI3 | [5 empty] | 1 | 0 | PC | 2019-06-28 | 0 | PC
VTS-D1110-4020-1 | JDZX10-10C1 11/v3 0.1/v3kV |  | 121EL-VT |  |  | 129 | COMM | CS03 | Z001 | V |  | F | RM | PD | ZABB | HGQ | 3410121000 | PC |  | 1 | CNJOCHE21 | [5 empty] | 1 | 0 | PC | 2020-05-19 | 0 | PC
VTS-D1110-4060 | JDZX10-10C1 50VA 0.5 F. AU. |  | 121EL | 3GB |  | 12H | COMM | CS03 | Z001 | V |  | F | EL | PD | ZABB | HGQ | 3410120000 | PC |  | 1 | Y_PPM_01 | [5 empty] | 1 | 0 | PC | 2007-12-04 | 0 | PC
VTS-D1110-6020 | JDZXR-10C 11kV/√3: 110V/√3 |  | 121EL-VT |  |  | 129 | COMM | CS03 | Z001 | V |  | F | RM | PD | ZABB | HGQ | 3410121000 | PC |  | 1 | CNJOCHE21 | [5 empty] | 1 | 0 | PC | 2020-06-19 | 0 | PC
VTS-D1111-14C1S | JDZX15-20R 11/v3 0.1/v3 0.1/3kV CL0.2&3P |  | 121EL-VT |  |  | B03 | COMM | CS03 | Z001 | V |  | F | RM | PD | ZABB | HGQ | 3410121000 | PC |  | 1 | T_GUIHUA_YE | [5 empty] | 1 | 0 | PC | 2015-08-13 | 0 | PC
VTS-D1111-2221S | JDZXR-10C 11000/v3 100/v3 100/3V |  | 121EL-VT | 3GD |  | 12H | COMM | CS03 | Z001 | V |  | F | RM | PD | ZABB | HGQ | 3410121000 | PC |  | 1 | CNGELI3 | [5 empty] | 1 | 0 | PC | 2020-02-13 | 0 | PC
VTS-D1111-4423S | JDZX17-10R 11/v3¦.1/v3¦.1/3kV 0.5/3P |  | 121EL | 3GB |  | 12H | COMM | CS03 | Z001 | V |  | F | RM | PD | ZABB | HGQ | 3410120000 | PC |  | 1 | Y_PPM_01 | [5 empty] | 1 | 0 | PC | 2007-12-04 | 0 | PC
VTS-D1111-4423S-1 | JDZXR-10C 11/v3¦.1/v3¦.1/3kV 0.5/3P |  | 121EL | 3GB |  | 12H | COMM | CS03 | Z001 | V |  | F | RM | PD | ZABB | HGQ | 3410121000 | PC |  | 1 | CNXIHE4 | [5 empty] | 1 | 0 | PC | 2008-06-03 | 0 | PC
VTS-D1111-4823 | JDZX10-10C1 11000/v3 100/v3 100/3V |  | 121EL-VT | 3GB |  | 12H | COMM | CS03 | Z001 | V |  | F | RM | PD | ZABB | HGQ | 3410121000 | PC |  | 1 | CNXIHE4 | [5 empty] | 1 | 0 | PC | 2012-01-10 | 0 | PC
VTS-D1111-8533 | JDZX10-10C1 11/v3¦.1/v3¦.1/3kV 1/3P |  | 121EL | 3GB |  | 12H | COMM | CS03 | Z001 | V |  | F | RM | PD | ZABB | HGQ | 3410120000 | PC |  | 1 | Y_PPM_01 | [5 empty] | 1 | 0 | PC | 2007-12-04 | 0 | PC
VTS-D1111-H413S | JDZXR-10C 11/v3¦.1/v3¦.1/3kV,25VA/0.2,50 |  | 121EL | 3GB |  | 12H | COMM | CS03 | Z001 | V |  | F | EL | PD | ZABB | HGQ | 3410120000 | PC |  | 1 | Y_PPM_01 | [5 empty] | 1 | 0 | PC | 2007-12-04 | 0 | PC
VTS-D1120-4020 | JDZX10-10C1 11/v3¦.11/v3kV 50VA CL0.5 |  | 121EL | 3GB |  | 12H | COMM | CS03 | Z001 | V |  | F | EL | PD | ZABB | HGQ | 3410120000 | PC |  | 1 | Y_PPM_01 | [5 empty] | 1 | 0 | PC | 2007-12-04 | 0 | PC
VTS-D1120-4020S | JDZXR-10C 50VA CL0.5 .AS60044-2 (*) |  | 121EL | 3GC |  | 12H | COMM | CS03 | Z001 | V |  | F | EL | PD | ZABB | HGQ | 3410120000 | PC |  | 1 | Y_PPM_01 | [5 empty] | 1 | 0 | PC | 2007-12-04 | 0 | PC
VTS-D1120-4020S-1 | JDZXR-10C 11/V3 0.11/V3 0.5/50VA |  | 121EL | 3GB |  | 12H | COMM | CS03 | Z001 | V |  | F | EL | PD | ZABB | HGQ | 3410120000 | PC |  | 1 | Y_PPM_01 | [5 empty] | 1 | 0 | PC | 2007-12-04 | 0 | PC
VTS-D1120-4080S | JDZXR-10C 11/v3 0.11/v3 kV CL3P/50VA W.T |  | 121EL-VT |  |  | B03 | COMM | CS03 | Z001 | V |  | F | RM | PD | ZABB | HGQ | 3410121000 | PC |  | 1 | T_GUIHUA_YE | [5 empty] | 1 | 0 | PC | 2015-04-03 | 0 | PC
VTS-D1120-5020 | JDZX10-10C1 11/v3¦.11/v3kV CL0.5/60VA |  | 121EL | 3GB |  | 12H | COMM | CS03 | Z001 | V |  | F | RM | PD | ZABB | HGQ | 3410121000 | PC |  | 1 | CNXIHE4 | [5 empty] | 1 | 0 | PC | 2008-11-12 | 0 | PC
VTS-D1120-5020S | JDZXR-10C 11/v3¦.11/v3kV,60VA/0.5 |  | 121EL | 3GB |  | 12H | COMM | CS03 | Z001 | V |  | F | EL | PD | ZABB | HGQ | 3410120000 | PC |  | 1 | Y_PPM_01 | [5 empty] | 1 | 0 | PC | 2007-12-04 | 0 | PC
VTS-D1120-8020S | JDZX17-10R 11/v3¦.11/v3kV CL0.5/100VA |  | 121EL | 3GB |  | 12H | COMM | CS03 | Z001 | V |  | F | RM | PD | ZABB | HGQ | 3410120000 | PC |  | 1 | Y_PPM_01 | [5 empty] | 1 | 0 | PC | 2007-12-04 | 0 | PC
VTS-D1120-8030 | JDZX10-10C1 100VA 1.0 F. AU.(75KV) |  | 121EL | 3GB |  | 12H | COMM | CS03 | Z001 | V |  | F | EL | PD | ZABB | HGQ | 3410120000 | PC |  | 1 | Y_PPM_01 | [5 empty] | 1 | 0 | PC | 2007-12-04 | 0 | PC
VTS-D1120-8030-1 | JDZX10-10C1 11000/V3 110/V3 |  | 121EL | 3GB |  | 12H | COMM | CS03 | Z001 | V |  | F | EL | PD | ZABB | HGQ | 3410120000 | PC |  | 1 | Y_PPM_01 | [5 empty] | 1 | 0 | PC | 2007-12-04 | 0 | PC
VTS-D1120-8030-2 | JDZX10-10C1 11/V3 0.11/V3 kV 100VA/CL1.0 |  | 121EL-VT | 3GB |  | 12H | COMM | CS03 | Z001 | V |  | F | RM | PD | ZABB | HGQ | 3410121000 | PC |  | 1 | T_GUIHUA_YE | [5 empty] | 1 | 0 | PC | 2011-11-18 | 0 | PC
VTS-D1120-8030S | JDZXR-10C 100VA CL1.0 W.TUBE F.AU. |  | 121EL | 3GB |  | 12H | COMM | CS03 | Z001 | V |  | F | EL | PD | ZABB | HGQ | 3410120000 | PC |  | 1 | Y_PPM_01 | [5 empty] | 1 | 0 | PC | 2007-12-04 | 0 | PC
VTS-D1120-8030S-1 | JDZXR-10C 100VA CL1.0 W.TUBE F.AU.(75KV) |  | 121EL | 3GB |  | 12H | COMM | CS03 | Z001 | V |  | F | EL | PD | ZABB | HGQ | 3410120000 | PC |  | 1 | Y_PPM_01 | [5 empty] | 1 | 0 | PC | 2007-12-04 | 0 | PC
VTS-D1120-L020S | JDZXR-10C 11/rt3: 0.11/rt3kV CL0.5/10VA |  | 121EL-VT |  |  | B03 | COMM | CS03 | Z001 | V |  | F | RM | PD | ZABB | HGQ | 3410121000 | PC |  | 1 | CNXIHE4 | [5 empty] | 1 | 0 | PC | 2011-07-07 | 0 | PC
VTS-D1122-2433 | JDZX10-10C1 11000/v3 110/v3 110/3V |  | 121EL-VT | 3GB |  | 12H | COMM | CS03 | Z001 | V |  | F | RM | PD | ZABB | HGQ | 3410121000 | PC |  | 1 | CNGELI3 | [5 empty] | 1 | 0 | PC | 2019-06-10 | 0 | PC
VTS-D1122-4421 | JDZX10-10C1 11/v3 .11/v3 .11/3kV 0.5/6P |  | 121EL-VT | 3GB |  | 12H | COMM | CS03 | Z001 | V |  | F | RM | PD | ZABB | HGQ | 3410121000 | PC |  | 1 | CNGELI3 | [5 empty] | 1 | 0 | PC | 2019-12-02 | 0 | PC
VTS-D1122-4423 | JDZX10-10C1 11/v3¦.11/v3¦0.11/3,50VA/0.5 |  | 121EL | 3GB |  | 12H | COMM | CS03 | Z001 | V |  | F | RM | PD | ZABB | HGQ | 3410120000 | PC |  | 1 | Y_PPM_01 | [5 empty] | 1 | 0 | PC | 2007-12-04 | 0 | PC
VTS-D1122-4423-01 | JDZX10-10C1 11/v3¦.11/v3¦0.11/3,50VA/0.5 |  | 121EL-VT | 3GB |  | 12H | COMM | CS03 | Z001 | V |  | F | RM | PD | ZABB | HGQ | 3410121000 | PC |  | 1 | CNXIHE4 | [5 empty] | 1 | 0 | PC | 2009-11-13 | 0 | PC
VTS-D1122-4423-02 | JDZX10-10C1 11/v3¦.11/v3¦0.11/3,50VA/0.5 |  | 121EL-VT | 3GB |  | 12H | COMM | CS03 | Z001 | V |  | F | RM | PD | ZABB | HGQ | 3410121000 | PC |  | 1 | CNXIHE4 | [5 empty] | 1 | 0 | PC | 2010-03-15 | 0 | PC
VTS-D1122-4423-03 | JDZX-10CQ2 11/v3 .11/v3 .11/3kV 0.5/3P |  | 121EL-VT | 3GB |  | 12H | COMM | CS03 | Z001 | V |  | F | RM | PD | ZABB | HGQ | 3410121000 | PC |  | 1 | CNSOLIN2 | [5 empty] | 1 | 0 | PC | 2013-12-09 | 0 | PC
VTS-D1122-4423-1 | JDZX17-10R 11/v3¦.11/v3¦0.11/3 0.5/3P |  | 121EL | 3GB |  | 12H | COMM | CS03 | Z001 | V |  | F | RM | PD | ZABB | HGQ | 3410120000 | PC |  | 1 | Y_PPM_01 | [5 empty] | 1 | 0 | PC | 2007-12-04 | 0 | PC
VTS-D1122-4423S | JDZXR-10C 11/v3¦.11/v3¦.11/3kV,50VA/0.5, |  | 121EL | 3GB |  | 12H | COMM | CS03 | Z001 | V |  | F | EL | PD | ZABB | HGQ | 3410120000 | PC |  | 1 | Y_PPM_01 | [5 empty] | 1 | 0 | PC | 2007-12-04 | 0 | PC
VTS-D1122-4438 | JDZX10-10C1 11/v3¦.11/v3¦0.11/3,50VA/1.0 |  | 121EL-VT | 3GB |  | 12H | COMM | CS03 | Z001 | V |  | F | RM | PD | ZABB | HGQ | 3410121000 | PC |  | 1 | CNNEWAN | [5 empty] | 1 | 0 | PC | 2013-03-13 | 0 | PC
VTS-D1122-4823 | JDZX10-10C1 11/v3 .11/v3 0.11/3,50VA/0.5 |  | 121EL-VT | 3GB |  | 12H | COMM | CS03 | Z001 | V |  | F | RM | PD | ZABB | HGQ | 3410121000 | PC |  | 1 | CNGELI3 | [5 empty] | 1 | 0 | PC | 2019-05-28 | 0 | PC
VTS-D1122-4823S | JDZXR-10C 11/v3/0 .11/v3/0 .11/3kV,50VA/ |  | 121EL-VT | 3GB |  | 12H | COMM | CS03 | Z001 | V |  | F | RM | PD | ZABB | HGQ | 3410121000 | PC |  | 1 | CNRACHE5 | [5 empty] | 1 | 0 | PC | 2019-01-23 | 0 | PC
VTS-D1122-5423 | JDZX10-10C1 11000/v3 110/v3 110/3V |  | 121EL-VT | 3GB |  | 12H | COMM | CS03 | Z001 | V |  | F | RM | PD | ZABB | HGQ | 3410121000 | PC |  | 1 | CNXIHE4 | [5 empty] | 1 | 0 | PC | 2010-11-19 | 0 | PC
VTS-D1122-5423S | JDZXR-10C 11/v3¦.11/v3¦.11/3kV,60VA/0.5, |  | 121EL | 3GB |  | 12H | COMM | CS03 | Z001 | V |  | F | EL | PD | ZABB | HGQ | 3410120000 | PC |  | 1 | Y_PPM_01 | [5 empty] | 1 | 0 | PC | 2007-12-04 | 0 | PC
VTS-D1122-5833 | JDZX10-10C1 11000/v3 110/v3 110/3V |  | 121EL-VT | 3GB |  | 12H | COMM | CS03 | Z001 | V |  | F | RM | PD | ZABB | HGQ | 3410121000 | PC |  | 1 | CNXIHE4 | [5 empty] | 1 | 0 | PC | 2011-03-14 | 0 | PC
VTS-D1122-6423S | JDZXR-10C 75/50VA CL0.5/3P W. TUBE |  | 121EL | 3GB |  | 12H | COMM | CS03 | Z001 | V |  | F | EL | PD | ZABB | HGQ | 3410120000 | PC |  | 1 | Y_PPM_01 | [5 empty] | 1 | 0 | PC | 2007-12-04 | 0 | PC
VTS-D1122-8433S | JDZXR-10C 100/50VA CL1.0/3P W.TUBE F.AU. |  | 121EL | 3GB |  | 12H | COMM | CS03 | Z001 | V |  | F | EL | PD | ZABB | HGQ | 3410120000 | PC |  | 1 | Y_PPM_01 | [5 empty] | 1 | 0 | PC | 2007-12-04 | 0 | PC
VTS-D1122-8433S-1 | JDZXR-10C 100/50VA CL1.0/3P W. TUBE |  | 121EL | 3GB |  | 12H | COMM | CS03 | Z001 | V |  | F | EL | PD | ZABB | HGQ | 3410120000 | PC |  | 1 | Y_PPM_01 | [5 empty] | 1 | 0 | PC | 2007-12-04 | 0 | PC
VTS-D1122-8823 | JDZX11-10 11/v3¦.11/v3¦.11/3kV,100VA/0.5 |  | 121EL | 3GB |  | 12H | COMM | CS03 | Z001 | V |  | F | EL | PD | ZABB | HGQ | 3410120000 | PC |  | 1 | Y_PPM_01 | [5 empty] | 1 | 0 | PC | 2007-12-04 | 0 | PC
VTS-D1122-8823S | JDZX17-10R 11/v3¦.11/v3¦.11/3kV 0.5/3P |  | 121EL-VT |  |  | 12Q | COMM | CS03 | Z001 | V |  | F | RM | PD | ZABB | HGQ | 3410121000 | PC |  | 1 | CNXIHE4 | [5 empty] | 1 | 0 | PC | 2010-03-17 | 0 | PC
VTS-D1122-H413 | JDZX10-10C1 11/v3¦.11/v3¦0.11/3kV,25VA/0 |  | 121EL-VT | 3GB |  | 12H | COMM | CS03 | Z001 | V |  | F | RM | PD | ZABB | HGQ | 3410121000 | PC |  | 1 | CNXIHE4 | [5 empty] | 1 | 0 | PC | 2010-01-29 | 0 | PC
VTS-D1122-HH23S | JDZXR-10C 25VA CL0.5 W.TUBE F.AU.(75KV) |  | 121EL | 3GB |  | 12H | COMM | CS03 | Z001 | V |  | F | EL | PD | ZABB | HGQ | 3410120000 | PC |  | 1 | Y_PPM_01 | [5 empty] | 1 | 0 | PC | 2007-12-04 | 0 | PC
VTS-D11220-110120S | JDZXR-10C 15/15VA 0.2/0.5 |  | 121EL | 3GB |  | 12H | COMM | CS03 | Z001 | V |  | F | EL | PD | ZABB | HGQ | 3410120000 | PC |  | 1 | Y_PPM_01 | [5 empty] | 1 | 0 | PC | 2007-12-04 | 0 | PC
VTS-D1124-4423S | JDZX13-10R 11/V3 0.11/V3 0.11/V3 |  | 121EL-VT | 3GB |  | 12H | COMM | CS03 | Z001 | V |  | F | RM | PD | ZABB | HGQ | 3410121000 | PC |  | 1 | CNSHZEN2 | [5 empty] | 1 | 0 | PC | 2016-02-01 | 0 | PC
VTS-D1124-C433S | JDZX17-10 11/v3¦.11/v3¦.11/v3KV 1.0(3P)/ |  | 121EL-CT | 3GB |  | B03 | COMM | CS03 | Z001 | V |  | F | RM | PD | ZABB | HGQ | 3410121000 | PC |  | 1 | CNFOSU1 | [5 empty] | 1 | 0 | PC | 2016-02-20 | 0 | PC
VTS-D1124-L11B | JDZX10-10C1 11/v3 .11/v3 .11/v3kV |  | 121EL-VT | 3GB |  | 12H | COMM | CS03 | Z001 | V |  | F | RM | PD | ZABB | HGQ | 3410121000 | PC |  | 1 | CNGELI3 | [5 empty] | 1 | 0 | PC | 2019-10-18 | 0 | PC
VTS-D1124-L11BS | JDZXR-10C 11/v3 .11/v3 .11/v3kV |  | 121EL-VT | 3GB |  | 12H | COMM | CS03 | Z001 | V |  | F | RM | PD | ZABB | HGQ | 3410121000 | PC |  | 1 | CNGELI3 | [5 empty] | 1 | 0 | PC | 2019-10-18 | 0 | PC
VTS-D1230-6020S | JDZX17-10R 12/v3 .12/v3kV,75VA/0.5 |  | 121EL-VT | 3GB |  | 12H | COMM | CS03 | Z001 | V |  | F | RM | PD | ZABB | HGQ | 3410121000 | PC |  | 1 | CNADDEN | [5 empty] | 1 | 0 | PC | 2021-07-13 | 0 | PC
VTS-D1237-5423S | JDZXR-10C 12/v3¦.12/v3¦.12/3kV,60VA/0.5, |  | 121EL | 3GB |  | 12H | COMM | CS03 | Z001 | V |  | F | EL | PD | ZABB | HGQ | 3410120000 | PC |  | 1 | Y_PPM_01 | [5 empty] | 1 | 0 | PC | 2007-12-04 | 0 | PC
VTS-D1237-J823S | JDZX17-10R 12/v3¦.12/v3¦.12/3kV,80VA/0.5 |  | 121EL-VT | 3GB |  | 12H | COMM | CS03 | Z001 | V |  | F | RM | PD | ZABB | HGQ | 3410121000 | PC |  | 1 | CNHUCHE9 | [5 empty] | 1 | 0 | PC | 2012-12-27 | 0 | PC
VTS-D1239-IIC3S | JDZX17-10R 12/v3¦.12/v3¦.12/v3kV,20VA/0. |  | 121EL-VT | 3GB |  | 12H | COMM | CS03 | Z001 | V |  | F | RM | PD | ZABB | HGQ | 3410121000 | PC |  | 1 | CNHUCHE9 | [5 empty] | 1 | 0 | PC | 2012-12-27 | 0 | PC
VTS-D1410-4020S | JDZX15-20R 10.5/v3 0.1/v3kV,50VA/CL0.5 |  | 121EL-VT | 3GB |  | 12H | COMM | CS03 | Z001 | V |  | F | RM | PD | ZABB | HGQ | 3410121000 | PC |  | 1 | CNXIHE4 | [5 empty] | 1 | 0 | PC | 2014-07-11 | 0 | PC
VTS-D1410-4020S-NP | JDZX17-10R 10.5/v3 ¦.1/v3 kV,50VA/0.5, |  | 121EL-VT | 3GB |  | 12H | COMM | CS03 | Z001 | V |  | F | RM | PD | ZABB | HGQ | 3410121000 | PC |  | 1 | CNXIHE4 | [5 empty] | 1 | 0 | PC | 2011-02-22 | 0 | PC
VTS-D1410-4090S | JDZXR-10C 10.5/v3 0.1/v3 50VA/CL0.5(3P) |  | 121EL-VT | 3GB |  | 12H | COMM | CS03 | Z001 | V |  | F | RM | PD | ZABB | HGQ | 3410121000 | PC |  | 1 | CNXIHE4 | [5 empty] | 1 | 0 | PC | 2016-09-20 | 0 | PC
VTS-D1410-8020S-NP | JDZX17-10R 10500/v3 100/v3V;100VA/CL0.5; |  | 121EL-VT | 3GB |  | 12H | COMM | CS03 | Z001 | V |  | F | RM | PD | ZABB | HGQ | 3410121000 | PC |  | 1 | CNXIHE4 | [5 empty] | 1 | 0 | PC | 2011-07-20 | 0 | PC
VTS-D1410-I010 | JDZX17-10 10.5/v3¦.1/v3kV 20VA/0.2 |  | 121EL-VT | 3GB |  | 12H | COMM | CS03 | Z001 | V |  | F | RM | PD | ZABB | HGQ | 3410121000 | PC |  | 1 | CNCAXIA2 | [5 empty] | 1 | 0 | PC | 2013-02-27 | 0 | PC
VTS-D1410-I010S | JDZX17-10R 10.5/v3¦.1/v3kV 20VA/0.2 |  | 121EL-VT | 3GB |  | 12H | COMM | CS03 | Z001 | V |  | F | RM | PD | ZABB | HGQ | 3410121000 | PC |  | 1 | CNNEWAN | [5 empty] | 1 | 0 | PC | 2010-02-23 | 0 | PC
VTS-D1410-I0A0S-NP | JDZX17-10R 10500/v3 100/v3 V |  | 121EL-VT | 3GD |  | 12H | COMM | CS03 | Z001 | V |  | F | RM | PD | ZABB | HGQ | 3410121000 | PC |  | 1 | CNDUYAN | [5 empty] | 1 | 0 | PC | 2020-08-26 | 0 | PC
VTS-D14104020S1-NP | JDZX17-10R 10.5/v3 .1/v3 kV,50VA/0.5, |  | 121EL-VT | 3GB |  | 12H | COMM | CS03 | Z001 | V |  | F | RM | PD | ZABB | HGQ | 3410121000 | PC |  | 1 | CNXIHE4 | [5 empty] | 1 | 0 | PC | 2015-08-26 | 0 | PC
VTS-D1411-2411S | JDZX13-20R2 10.5/v3 0.1/v3 0.1/3 kV W.TU |  | 121EL-VT | 3GB |  | 12H | COMM | CS03 | Z001 | V |  | F | RM | PD | ZABB | HGQ | 3410121000 | PC |  | 1 | T_GUIHUA_YE | [5 empty] | 1 | 0 | PC | 2014-07-04 | 0 | PC
VTS-D1411-2413S | JDZX17-10R 10.5/v3 0.1/v3 0.1/3kV CL0.2/ |  | 121EL-VT | 3GB |  | 12H | COMM | CS03 | Z001 | V |  | F | RM | PD | ZABB | HGQ | 3410121000 | PC |  | 1 | CNXIHE4 | [5 empty] | 1 | 0 | PC | 2016-09-13 | 0 | PC
VTS-D1411-2423 | JDZX-10CQ2 10.5/v3¦.1/v3¦.1/3kV 0.5/3P |  | 121EL-VT | 3GB |  | 12H | COMM | CS03 | Z001 | V |  | F | RM | PD | ZABB | HGQ | 3410121000 | PC |  | 1 | CNXIHE4 | [5 empty] | 1 | 0 | PC | 2011-01-20 | 0 | PC
VTS-D1411-2423S | JDZXR-10C 10.5/v3 .1/v3 .1/3kV 0.5/3P |  | 121EL-VT | 3GB |  | 12H | COMM | CS03 | Z001 | V |  | F | RM | PD | ZABB | HGQ | 3410121000 | PC |  | 1 | T_GUIHUA_YE | [5 empty] | 1 | 0 | PC | 2012-01-20 | 0 | PC
VTS-D1411-2811S | JDZX17-10R 10.5/v3 .1/v3 .1/3KV 30VA/CL0 |  | 121EL-VT | 3GB |  | 12H | COMM | CS03 | Z001 | V |  | F | RM | PD | ZABB | HGQ | 3410121000 | PC |  | 1 | CNSOLIN2 | [5 empty] | 1 | 0 | PC | 2014-02-26 | 0 | PC
VTS-D1411-2813 | JDZX17-10 10.5/v3 0.1/v3 /0.1/3kV |  | 121EL-VT | 3GB |  | 12H | COMM | CS03 | Z001 | V |  | F | RM | PD | ZABB | HGQ | 3410121000 | PC |  | 1 | CNXIHE4 | [5 empty] | 1 | 0 | PC | 2011-03-15 | 0 | PC
VTS-D1411-2823S-NP | JDZX17-10R 10.5/v3 0.1/v3 0.1/3kV |  | 121EL-VT |  |  | 129 | COMM | CS03 | Z001 | V |  | F | RM | PD | ZABB | HGQ | 3410121000 | PC |  | 1 | CNJOCHE21 | [5 empty] | 1 | 0 | PC | 2021-03-05 | 0 | PC
VTS-D1411-4413S | JDZX17-10R 10.5/v3 .1/v3 .1/3kV 0.2/3P |  | 121EL-VT | 3GD |  | 12H | COMM | CS03 | Z001 | V |  | F | RM | PD | ZABB | HGQ | 3410121000 | PC |  | 1 | CNJOCHE21 | [5 empty] | 1 | 0 | PC | 2021-01-27 | 0 | PC
VTS-D1411-4421S | JDZXR-10C 10.5/v3 .1/v3 .1/3kV 0.5/6P |  | 121EL-VT | 3GB |  | 12H | COMM | CS03 | Z001 | V |  | F | RM | PD | ZABB | HGQ | 3410121000 | PC |  | 1 | T_GUIHUA_YE | [5 empty] | 1 | 0 | PC | 2012-02-03 | 0 | PC
VTS-D1411-4423 | JDZX17-10 10.5/v3¦.1/v3¦.1/3kV 0.5/3P |  | 121EL-VT | 3GB |  | 12H | COMM | CS03 | Z001 | V |  | F | RM | PD | ZABB | HGQ | 3410121000 | PC |  | 1 | CNCAXIA2 | [5 empty] | 1 | 0 | PC | 2013-02-27 | 0 | PC
VTS-D1411-4423-1 | JDZX10-10C1G-N 10.5/v3 0.1/v3 0.1/3kV |  | 121EL-VT | 3GB |  | 12H | COMM | CS03 | Z001 | V |  | F | RM | PD | ZABB | HGQ | 3410121000 | PC |  | 1 | CNGELI3 | [5 empty] | 1 | 0 | PC | 2019-02-14 | 0 | PC
VTS-D1411-4423-2 | JDZX10-10C1 10.5/v3 0.1/v3 0.1/3kV |  | 121EL-VT | 3GD |  | 12H | COMM | CS03 | Z001 | V |  | F | RM | PD | ZABB | HGQ | 3410121000 | PC |  | 1 | CNDUYAN | [5 empty] | 1 | 0 | PC | 2020-07-21 | 0 | PC
VTS-D1411-4423S | JDZXR-10C 10.5/v3¦.1/v3¦.1/3kV 0.5/3P |  | 121EL-VT | 3GB |  | 12H | COMM | CS03 | Z001 | V |  | F | RM | PD | ZABB | HGQ | 3410121000 | PC |  | 1 | CNXIHE4 | [5 empty] | 1 | 0 | PC | 2009-04-22 | 0 | PC
VTS-D1411-4423S-1 | JDZX17-10R 10.5/v3 0.1/v3 0.1/3kV 0.5/3P |  | 121EL-VT | 3GB |  | 12H | COMM | CS03 | Z001 | V |  | F | RM | PD | ZABB | HGQ | 3410121000 | PC |  | 1 | CNXIHE4 | [5 empty] | 1 | 0 | PC | 2015-02-05 | 0 | PC
VTS-D1411-4423S-NP | JDZXR-10C 10.5/√3/0.1√3/0.1/3kV，0.5/50VA |  | 121EL-VT | 3GB |  | 12H | COMM | CS03 | Z001 | V |  | F | RM | PD | ZABB | HGQ | 3410121000 | PC |  | 1 | CNXIHE4 | [5 empty] | 1 | 0 | PC | 2011-12-06 | 0 | PC
VTS-D1411-442BS-NP | JDZX17-10R 10.5/v3 .1/v3 .1/v3KV 50VA/CL |  | 121EL-VT |  |  | 129 | COMM | CS03 | Z001 | V |  | F | RM | PD | ZABB | HGQ | 3410121000 | PC |  | 1 | CNSHZHA9 | [5 empty] | 1 | 0 | PC | 2018-09-20 | 0 | PC
VTS-D1411-4483S | JDZX17-10R 10.5/v3 0.1/v3 0.1/3KV |  | 121EL-VT | 3GD |  | 12H | COMM | CS03 | Z001 | V |  | F | RM | PD | ZABB | HGQ | 3410121000 | PC |  | 1 | CNGELI3 | [5 empty] | 1 | 0 | PC | 2019-11-15 | 0 | PC
VTS-D1411-4493 | JDZX10-10C1G-N 10500/v3 100/v3 100/3 V |  | 121EL-VT | 3GB |  | 12H | COMM | CS03 | Z001 | V |  | F | RM | PD | ZABB | HGQ | 3410121000 | PC |  | 1 | CNXIHE4 | [5 empty] | 1 | 0 | PC | 2016-09-20 | 0 | PC
VTS-D1411-449FS | JDZX17-10R 10.5/v3 0.1/v3 0.1/v3 |  | 121EL-VT | 3GB |  | 12H | COMM | CS03 | Z001 | V |  | F | RM | PD | ZABB | HGQ | 3410121000 | PC |  | 1 | CNXIHE4 | [5 empty] | 1 | 0 | PC | 2016-09-21 | 0 | PC
VTS-D1411-44C3S | JDZX13-10R 10.5/v3 0.1/v3 0.1/3kV |  | 121EL-VT | 3GB |  | 12H | COMM | CS03 | Z001 | V |  | F | RM | PD | ZABB | HGQ | 3410121000 | PC |  | 1 | CNJUCHE12 | [5 empty] | 1 | 0 | PC | 2021-07-19 | 0 | PC
VTS-D1411-4723 | JDZX10-10C1 10.5/v3 .1/v3 .1/3kV 50VA/CL |  | 121EL-VT | 3GB |  | 12H | COMM | CS03 | Z001 | V |  | F | RM | PD | ZABB | HGQ | 3410121000 | PC |  | 1 | T_GUIHUA_YE | [5 empty] | 1 | 0 | PC | 2012-03-19 | 0 | PC
VTS-D1411-4813S | JDZX17-10R 10.5/v3 .1/v3 .1/3kV 0.2/3P |  | 121EL-VT |  |  | 129 | COMM | CS03 | Z001 | V |  | F | RM | PD | ZABB | HGQ | 3410121000 | PC |  | 1 | CNJOCHE21 | [5 empty] | 1 | 0 | PC | 2021-01-26 | 0 | PC
VTS-D1411-4823 | JDZX10-10C1 10.5/v3 0.1/v3 0.1/3 kV 50VA |  | 121EL-VT | 3GB |  | 12H | COMM | CS03 | Z001 | V |  | F | RM | PD | ZABB | HGQ | 3410121000 | PC |  | 1 | T_GUIHUA_YE | [5 empty] | 1 | 0 | PC | 2014-10-11 | 0 | PC
VTS-D1411-4823S | JDZX17-10R 10.5/v3 0.1/v3 0.1/3kV W.TUBE |  | 121EL-VT | 3GB |  | 12H | COMM | CS03 | Z001 | V |  | F | RM | PD | ZABB | HGQ | 3410121000 | PC |  | 1 | T_GUIHUA_YE | [5 empty] | 1 | 0 | PC | 2014-10-11 | 0 | PC
VTS-D1411-4823S-1 | JDZX17-10R 10.5/v3 .1/v3 .1/3kV 0.5/3P |  | 121EL-VT | 3GD |  | 12H | COMM | CS03 | Z001 | V |  | F | RM | PD | ZABB | HGQ | 3410121000 | PC |  | 1 | CNDUYAN | [5 empty] | 1 | 0 | PC | 2021-01-12 | 0 | PC
VTS-D1411-4891 | JDZX10-10C1 10.5/v3 0.1/v3 0.1/3 kV |  | 121EL-VT | 3GB |  | 12H | COMM | CS03 | Z001 | V |  | F | RM | PD | ZABB | HGQ | 3410121000 | PC |  | 1 | CNJOCHE21 | [5 empty] | 1 | 1 | PC | 2021-04-07 | 0 | PC
VTS-D1411-4891S | JDZXR-10C 10.5/v3 0.1/v3 0.1/3 kV |  | 121EL-VT | 3GB |  | 12H | COMM | CS03 | Z001 | V |  | F | RM | PD | ZABB | HGQ | 3410121000 | PC |  | 1 | CNJOCHE21 | [5 empty] | 1 | 0 | PC | 2021-04-07 | 0 | PC
VTS-D1411-4A23 | JDZX17-10 10.5/v3 .1/v3 .1/3kV 0.5/3P |  | 121EL-VT | 3GB |  | 12H | COMM | CS03 | Z001 | V |  | F | RM | PD | ZABB | HGQ | 3410121000 | PC |  | 1 | CNXIHE4 | [5 empty] | 1 | 0 | PC | 2017-05-31 | 0 | PC
VTS-D1411-5823S-NP | JDZX17-10R 10.5/v3 .1/v3 .1/3KV 60VA/CL |  | 121EL-VT | 3GB |  | 12H | COMM | CS03 | Z001 | V |  | F | RM | PD | ZABB | HGQ | 3410121000 | PC |  | 1 | CNXIHE4 | [5 empty] | 1 | 0 | PC | 2011-06-07 | 0 | PC
VTS-D1411-5893-NP | JDZX17-10 10.5/v3 .1/v3 .1/3KV |  | 121EL-VT | 3GB |  | 12H | COMM | CS03 | Z001 | V |  | F | RM | PD | ZABB | HGQ | 3410121000 | PC |  | 1 | CNGELI3 | [5 empty] | 1 | 0 | PC | 2019-12-23 | 0 | PC
VTS-D1411-6423 | JDZX10-10C1 10.5/v3¦.1/v3¦.1/3kV 0.5/3P |  | 121EL | 3GB |  | 12H | COMM | CS03 | Z001 | V |  | F | RM | PD | ZABB | HGQ | 3410121000 | PC |  | 1 | CNXIHE4 | [5 empty] | 1 | 0 | PC | 2008-03-31 | 0 | PC
VTS-D1411-8823 | JDZX17-10 10.5/v3 .1/v3 .1/3kV 0.5/3P |  | 121EL-VT |  |  | B03 | COMM | CS03 | Z001 | V |  | F | RM | PD | ZABB | HGQ | 3410121000 | PC |  | 1 | T_GUIHUA_YE | [5 empty] | 1 | 0 | PC | 2011-10-27 | 0 | PC
VTS-D1411-H413S | JDZXR-10C 10.5/v3¦.1/v3¦.1/3kV 0.2/3P |  | 121EL | 3GB |  | 12H | COMM | CS03 | Z001 | V |  | F | RM | PD | ZABB | HGQ | 3410121000 | PC |  | 1 | CNXIHE4 | [5 empty] | 1 | 0 | PC | 2008-04-02 | 0 | PC
VTS-D1411-H423S | JDZXR-10C 10.5/v3¦.1/v3¦.1/3kV,25/0.5,50 |  | 121EL | 3GB |  | 12H | COMM | CS03 | Z001 | V |  | F | RM | PD | ZABB | HGQ | 3410120000 | PC |  | 1 | Y_PPM_01 | [5 empty] | 1 | 0 | PC | 2007-12-04 | 0 | PC
VTS-D1411-I813S | JDZX17-10R 10.5/v3 .1/v3 .1/3kV 0.2/3P |  | 121EL-VT | 3GD |  | 12H | COMM | CS03 | Z001 | V |  | F | RM | PD | ZABB | HGQ | 3410121000 | PC |  | 1 | CNDUYAN | [5 empty] | 1 | 0 | PC | 2021-01-12 | 0 | PC
VTS-D1411-II13 | DALIAN INDOOR VT |  | 121EL-VT |  |  | 129 | COMM | CS03 | Z001 | V |  | F | RM | PD | ZABB | HGQ | 3410121000 | PC |  | 1 | CNWEZHO25 | [5 empty] | 1 | 0 | PC | 2022-04-18 | 0 | PC
VTS-D1411-II23S-NP | JDZX17-10R 10.5/√3 0.1/√3 0.1/3kV |  | 121EL-VT |  |  | 129 | COMM | CS03 | Z001 | V |  | F | RM | PD | ZABB | HGQ | 3410121000 | PC |  | 1 | CNDUYAN | [5 empty] | 1 | 0 | PC | 2018-08-07 | 0 | PC
VTS-D1411-II93-NP | JDZX17-10 10.5/v3 .1/v3 .1/3KV |  | 121EL-VT | 3GD |  | 12H | COMM | CS03 | Z001 | V |  | F | RM | PD | ZABB | HGQ | 3410121000 | PC |  | 1 | CNGELI3 | [5 empty] | 1 | 0 | PC | 2019-12-16 | 0 | PC
VTS-D14110-GG0220 | JDZX17-10R 10.5/v3 .1/v3 .1/v3kV 40VA/CL |  | 121EL-VT | 3GB |  | 12H | COMM | CS03 | Z001 | V |  | F | RM | PD | ZABB | HGQ | 3410121000 | PC |  | 1 | T_GUIHUA_YE | [5 empty] | 1 | 0 | PC | 2012-03-19 | 0 | PC
VTS-D14111-224283 | JDZX17-10 10.5/v3 0.1/v3 0.1/v3 0.1/3kV |  | 121EL-VT | 3GD |  | 12H | COMM | CS03 | Z001 | V |  | F | RM | PD | ZABB | HGQ | 3410121000 | PC |  | 1 | CNGELI3 | [5 empty] | 1 | 0 | PC | 2019-11-15 | 0 | PC
VTS-D14111-228123 | JDZX17-10 10.5/v3 2X0.1/v3 /0.1/3kV |  | 121EL-VT | 3GB |  | 12H | COMM | CS03 | Z001 | V |  | F | RM | PD | ZABB | HGQ | 3410121000 | PC |  | 1 | CNXIHE4 | [5 empty] | 1 | 0 | PC | 2011-03-15 | 0 | PC
VTS-D14111-228123S | JDZX17-10R 10.5/v3 0.1/v3 0.1/v3 0.1/3kV |  | 121EL-VT | 3GB |  | 12H | COMM | CS03 | Z001 | V |  | F | RM | PD | ZABB | HGQ | 3410121000 | PC |  | 1 | CNXIHE4 | [5 empty] | 1 | 0 | PC | 2016-04-07 | 0 | PC
VTS-D14111-444183S | JDZX13-10R 10.5/v3 0.1/v3 0.1/v3 0.1/3kV |  | 121EL-VT | 3GB |  | 12H | COMM | CS03 | Z001 | V |  | F | RM | PD | ZABB | HGQ | 3410121000 | PC |  | 1 | CNJUCHE12 | [5 empty] | 1 | 0 | PC | 2021-07-19 | 0 | PC
VTS-D14111-448221S | JDZX17-10R 10.5/v3 0.1/v3 0.1/v3 0.1/3kV |  | 121EL-VT | 3GB |  | 12H | COMM | CS03 | Z001 | V |  | F | RM | PD | ZABB | HGQ | 3410121000 | PC |  | 1 | CNJOCHE21 | [5 empty] | 1 | 0 | PC | 2021-04-07 | 0 | PC
VTS-D14111-GG8223S | JDZX17-10R 10.5/v3 0.1/v3 0.1/v3 0.1/3kV |  | 121EL-VT | 3GB |  | 12H | COMM | CS03 | Z001 | V |  | F | RM | PD | ZABB | HGQ | 3410121000 | PC |  | 1 | CNSHZEN2 | [5 empty] | 1 | 0 | PC | 2015-11-13 | 0 | PC
VTS-D14111-I24183S | JDZX13-10R 10.5/v3 0.1/v3 0.1/v3 0.1/3kV |  | 121EL-VT | 3GD |  | 12H | COMM | CS03 | Z001 | V |  | F | RM | PD | ZABB | HGQ | 3410121000 | PC |  | 1 | CNGELI3 | [5 empty] | 1 | 0 | PC | 2019-11-15 | 0 | PC
VTS-D14111-II4123 | JDZX16-10W-N 10.5/v3 0.1/v3 0.1/v3 0.1/3 |  | 121EL-VT | 3GD |  | 12H | COMM | CS03 | Z001 | V |  | F | RM | PD | ZABB | HGQ | 3410121000 | PC |  | 1 | CNMAZHA43 | [5 empty] | 1 | 0 | PC | 2019-05-24 | 0 | PC
VTS-D14111-L1L231 | JDZX17-10 10.5/v3 .1/v3 .1/v3 .1/3kV |  | 121EL-VT | 3GB |  | 12H | COMM | CS03 | Z001 | V |  | F | RM | PD | ZABB | HGQ | 3410121000 | PC |  | 1 | CNXIHE4 | [5 empty] | 1 | 0 | PC | 2016-06-28 | 0 | PC
VTS-D14111228123-1 | JDZX11-10S 10.5/v3 .1/v3 .1/v3 .1/3kV |  | 121EL-VT | 3GB |  | 12H | COMM | CS03 | Z001 | V |  | F | RM | PD | ZABB | HGQ | 3410121000 | PC |  | 1 | T_GUIHUA_YE | [5 empty] | 1 | 0 | PC | 2012-01-18 | 0 | PC
VTS-D14111III113S | JDZX13-10R 10.5/v3¦0.1/v3¦0.1/v3¦/0.1/3 |  | 121EL-VT | 3GB |  | 12H | COMM | CS03 | Z001 | V |  | F | RM | PD | ZABB | HGQ | 3410121000 | PC |  | 1 | CNNEWAN | [5 empty] | 1 | 0 | PC | 2010-01-10 | 0 | PC
VTS-D14115-444183S | JDZX13-10R 10.5/v3 0.1/v3 0.1/v3 0.1 kV |  | 121EL-VT |  |  | 129 | COMM | CS03 | Z001 | V |  | F | RM | PD | ZABB | HGQ | 3410121000 | PC |  | 1 | CNJUCHE12 | [5 empty] | 1 | 0 | PC | 2021-07-19 | 0 | PC
VTS-D1413-2811S | JDZX17-10R 10.5/v3 .1/v3 .1/v3KV 0.5/6P |  | 121EL-VT |  |  | B03 | COMM | CS03 | Z001 | V |  | F | RM | PD | ZABB | HGQ | 3410121000 | PC |  | 1 | CNXIHE4 | [5 empty] | 1 | 0 | PC | 2010-05-28 | 0 | PC
VTS-D1413-4423S | JDZX17-10R 10.5/v3¦.1/v3¦.1/v3KV 0.5/3P |  | 121EL-VT |  |  | 12Q | COMM | CS03 | Z001 | V |  | F | RM | PD | ZABB | HGQ | 3410121000 | PC |  | 1 | CNXIHE4 | [5 empty] | 1 | 0 | PC | 2009-07-02 | 0 | PC
VTS-D1413-442BS | JDZX17-10R 10.5/v3 0.1/v3 0.1/v3kV CL0.5 |  | 121EL-VT | 3GB |  | 12H | COMM | CS03 | Z001 | V |  | F | RM | PD | ZABB | HGQ | 3410121000 | PC |  | 1 | CNXIHE4 | [5 empty] | 1 | 0 | PC | 2016-09-13 | 0 | PC
VTS-D1413-HH23S | JDZXR-10C 10.5/v3¦2x0.1/v3 25/0.5,25/3p |  | 121EL | 3GB |  | 12H | COMM | CS03 | Z001 | V |  | F | RM | PD | ZABB | HGQ | 3410120000 | PC |  | 1 | Y_PPM_01 | [5 empty] | 1 | 0 | PC | 2007-12-04 | 0 | PC
VTS-D1413-II11 | JDZX10-10C1 10.5/v3¦.1/v3¦0.1/v3kV,2x0.2 |  | 121EL-VT | 3GB |  | 12H | COMM | CS03 | Z001 | V |  | F | RM | PD | ZABB | HGQ | 3410121000 | PC |  | 1 | CNNEWAN | [5 empty] | 1 | 0 | PC | 2010-01-10 | 0 | PC
VTS-D1422-2213S | JDZX17-10R 10.5/v3 0.11/v3 0.11/3KV |  | 121EL-VT |  |  | 129 | COMM | CS03 | Z001 | V |  | F | RM | PD | ZABB | HGQ | 3410121000 | PC |  | 1 | CNJOCHE21 | [5 empty] | 1 | 0 | PC | 2022-02-16 | 0 | PC
VTS-D1422-2423 | JDZX-10CQ2 10.5/v3¦.11/v3¦.11/3kV 0.5/3P |  | 121EL | 3GB |  | 12H | COMM | CS03 | Z001 | V |  | F | RM | PD | ZABB | HGQ | 3410121000 | PC |  | 1 | CNXIHE4 | [5 empty] | 1 | 0 | PC | 2008-03-05 | 0 | PC
VTS-D1422-4423 | JDZX-10CQ2 10.5/v3 0.11/v3 0.11/3kV |  | 121EL-VT | 3GB |  | 12H | COMM | CS03 | Z001 | V |  | F | RM | PD | ZABB | HGQ | 3410121000 | PC |  | 1 | CNDUYAN | [5 empty] | 1 | 0 | PC | 2018-06-20 | 0 | PC
VTS-D1422-4423-1 | JDZX-10CQ 10.5/v3 0.11/v3 0.11/3kV |  | 121EL-VT | 3GB |  | 12H | COMM | CS03 | Z001 | V |  | F | RM | PD | ZABB | HGQ | 3410121000 | PC |  | 1 | CNDUYAN | [5 empty] | 1 | 0 | PC | 2018-06-20 | 0 | PC
VTS-D1422-4423-2 | JDZX10-10C1 10.5/v3 0.11/v3 0.11/3V |  | 121EL-VT | 3GB |  | 12H | COMM | CS03 | Z001 | V |  | F | RM | PD | ZABB | HGQ | 3410121000 | PC |  | 1 | CNJISU10 | [5 empty] | 1 | 0 | PC | 2022-04-08 | 0 | PC
VTS-D1422-4423S | JDZXR-10C 10.5/v3:0.11/v3:0.11/3,50VA/0. |  | 121EL-VT | 3GB |  | 12H | COMM | CS03 | Z001 | V |  | F | RM | PD | ZABB | HGQ | 3410121000 | PC |  | 1 | CNNEWAN | [5 empty] | 1 | 0 | PC | 2010-01-07 | 0 | PC
VTS-D1422-6423S | JDZXR-10C 10.5/v3 0.11/v3 0.11/3kV |  | 121EL-VT | 3GB |  | 12H | COMM | CS03 | Z001 | V |  | F | RM | PD | ZABB | HGQ | 3410121000 | PC |  | 1 | CNDUYAN | [5 empty] | 1 | 0 | PC | 2020-05-27 | 0 | PC
VTS-D1422-8823S | JDZX13-10R 10.5/v3¦.11/v3¦.11/3kV 0.5/3P |  | 121EL-VT | 3GB |  | 12H | COMM | CS03 | Z001 | V |  | F | RM | PD | ZABB | HGQ | 3410121000 | PC |  | 1 | CNSTKE1 | [5 empty] | 1 | 0 | PC | 2011-12-01 | 0 | PC
VTS-D1422-A883S | JDZX17-10R 10.5/v3¦.11/v3¦.11/3KV 3P/3P |  | 121EL-VT | 3GB |  | 12H | COMM | CS03 | Z001 | V |  | F | RM | PD | ZABB | HGQ | 3410121000 | PC |  | 1 | CNSTKE1 | [5 empty] | 1 | 0 | PC | 2011-12-01 | 0 | PC
VTS-D1430-4020S-NP | JDZX17-10R 10500/v3 120/v3V 50VA/CL0.5 |  | 121EL-VT | 3GB |  | 12H | COMM | CS03 | Z001 | V |  | F | RM | PD | ZABB | HGQ | 3410121000 | PC |  | 1 | CNXIHE4 | [5 empty] | 1 | 0 | PC | 2011-09-05 | 0 | PC
VTS-D14F0-4040S | JDZXR-10C 10.5/v3 0.1 50VA/3P |  | 121EL-VT | 3GB |  | 12H | COMM | CS03 | Z001 | V |  | F | RM | PD | ZABB | HGQ | 3410121000 | PC |  | 1 | CNJUCHE12 | [5 empty] | 1 | 0 | PC | 2021-07-19 | 0 | PC
VTS-D1510-I020-B | JDZX-35B 15/v3¦.1/v3kV,20VA/0.5; |  | 121EL-VT |  |  | 12Q | COMM | CS03 | Z001 | V |  | F | RM | PD | ZABB | HGQ | 3410121000 | PC |  | 1 | CNXIHE4 | [5 empty] | 1 | 0 | PC | 2009-09-03 | 0 | PC
VTS-D1511-2423-A | JDZX-35A 15/v3¦.1/v3¦.1/3kV,30VA/0.5;50 |  | 121EL-VT |  |  | 12Q | COMM | CS03 | Z001 | V |  | F | RM | PD | ZABB | HGQ | 3410121000 | PC |  | 1 | CNXIHE4 | [5 empty] | 1 | 0 | PC | 2009-09-03 | 0 | PC
VTS-D1511-2423-B | JDZX-35B 15/v3¦.1/v3¦.1/3kV,30VA/0.5;50 |  | 121EL-VT |  |  | 12Q | COMM | CS03 | Z001 | V |  | F | RM | PD | ZABB | HGQ | 3410121000 | PC |  | 1 | CNXIHE4 | [5 empty] | 1 | 0 | PC | 2009-09-03 | 0 | PC
VTS-D1511-2423-C | JDZX-35C 15/v3¦.1/v3¦.1/3kV,30VA/0.5;50 |  | 121EL-VT |  |  | 12Q | COMM | CS03 | Z001 | V |  | F | RM | PD | ZABB | HGQ | 3410121000 | PC |  | 1 | CNXIHE4 | [5 empty] | 1 | 0 | PC | 2009-09-03 | 0 | PC
VTS-D1511-2813S | JDZX15-20R 15000/v3 100/v3 100/3V 30VA/ |  | 121EL-VT | 3GB |  | 12H | COMM | CS03 | Z001 | V |  | F | RM | PD | ZABB | HGQ | 3410121000 | PC |  | 1 | CNXIHE4 | [5 empty] | 1 | 0 | PC | 2011-05-06 | 0 | PC
VTS-D1511-4423S | JDZX13-20R2 15/v3¦.1/v3¦.1/3kV,50VA/0.5, |  | 121EL-VT | 3GB |  | 12H | COMM | CS03 | Z001 | V |  | F | RM | PD | ZABB | HGQ | 3410121000 | PC |  | 1 | CNXIHE4 | [5 empty] | 1 | 0 | PC | 2010-01-05 | 0 | PC
VTS-D1811-4423S | JDZX15-20R 18/v3 0.1/v3 0.1/3kV CL0.5/3P |  | 121EL-VT | 3GB |  | 12H | COMM | CS03 | Z001 | V |  | F | RM | PD | ZABB | HGQ | 3410121000 | PC |  | 1 | CNSOLIN2 | [5 empty] | 1 | 0 | PC | 2014-11-20 | 0 | PC
VTS-D2010-1010 | JDZX9-20NG1-N 20/v3 0.1/v3kV 15VA/CL0.2 |  | 121EL-VT | 3GB |  | 12H | COMM | CS03 | Z001 | V |  | F | RM | PD | ZABB | HGQ | 3410121000 | PC |  | 1 | CNXIHE4 | [5 empty] | 1 | 0 | PC | 2014-11-11 | 0 | PC
VTS-D2010-1010-1 | JDZX13-20 20/v3 0.1/v3kV,15VA/CL0.2 |  | 121EL-VT | 3GB |  | 12H | COMM | CS03 | Z001 | V |  | F | RM | PD | ZABB | HGQ | 3410121000 | PC |  | 1 | CNXIHE4 | [5 empty] | 1 | 0 | PC | 2016-11-09 | 0 | PC
VTS-D2010-1010S | JDZX13-20R2 20/v3 0.1/v3kV,15VA/CL0.2 |  | 121EL-VT | 3GB |  | 12H | COMM | CS03 | Z001 | V |  | F | RM | PD | ZABB | HGQ | 3410121000 | PC |  | 1 | CNXIHE4 | [5 empty] | 1 | 0 | PC | 2014-10-15 | 0 | PC
VTS-D2010-1080 | JDZX15-20G 20/V3 0.1/V3 |  | 121EL-VT | 3GB |  | B03 | COMM | CS03 | Z001 | V |  | F | RM | PD | ZABB | HGQ | 3410121000 | PC |  | 1 | CNSHZEN2 | [5 empty] | 1 | 0 | PC | 2015-11-26 | 0 | PC
VTS-D2010-2010 | JDZX13-20 20/v3¦.1/v3kV 0.2/30VA |  | 121EL-VT | 3GB |  | 12H | COMM | CS03 | Z001 | V |  | F | RM | PD | ZABB | HGQ | 3410121000 | PC |  | 1 | CNNEWAN | [5 empty] | 1 | 0 | PC | 2011-05-10 | 0 | PC
VTS-D2010-2010-1 | JDZX9-20NG1-N 20000/v3 100/v3kV,30VA/0.2 |  | 121EL-VT | 3GB |  | 12H | COMM | CS03 | Z001 | V |  | F | RM | PD | ZABB | HGQ | 3410121000 | PC |  | 1 | CNXIHE4 | [5 empty] | 1 | 0 | PC | 2013-08-21 | 0 | PC
VTS-D2010-2010-2 | JDZX9-20NG1-A 20/v3 0.1/v3kV 30VA/CL0.2 |  | 121EL-VT | 3GB |  | 12H | COMM | CS03 | Z001 | V |  | F | RM | PD | ZABB | HGQ | 3410121000 | PC |  | 1 | CNXIHE4 | [5 empty] | 1 | 0 | PC | 2015-01-13 | 0 | PC
VTS-D2010-2010S | JDZX15-20R 20/v3¦0.1/v3KV CL0.2/30VA |  | 121EL-VT | 3GB |  | 12H | COMM | CS03 | Z001 | V |  | F | RM | PD | ZABB | HGQ | 3410121000 | PC |  | 1 | CNXIHE4 | [5 empty] | 1 | 0 | PC | 2009-02-19 | 0 | PC
VTS-D2010-2020 | JDZX9-20NG1-N 20000/v3 100/v3 |  | 121EL-VT | 3GB |  | 12H | COMM | CS03 | Z001 | V |  | F | RM | PD | ZABB | HGQ | 3410121000 | PC |  | 1 | CNXIHE4 | [5 empty] | 1 | 0 | PC | 2012-02-24 | 0 | PC
VTS-D2010-4020 | JDZX9-20NG1-N 20000/v3 100/v3 |  | 121EL-VT | 3GB |  | 12H | COMM | CS03 | Z001 | V |  | F | RM | PD | ZABB | HGQ | 3410121000 | PC |  | 1 | T_GUIHUA_YE | [5 empty] | 1 | 0 | PC | 2012-06-07 | 0 | PC
VTS-D2010-4020-1 | JDZX15-20R 20000/v3 100/v3 50VA/CL0.5 |  | 121EL-VT | 3GB |  | 12H | COMM | CS03 | Z001 | V |  | F | RM | PD | ZABB | HGQ | 3410121000 | PC |  | 1 | CNXIHE4 | [5 empty] | 1 | 0 | PC | 2012-12-26 | 0 | PC
VTS-D2010-4020-2 | JDZX15-20G 20/v3 0.1/v3 kV 50VA/CL0.5 |  | 121EL-VT | 3GB |  | 12H | COMM | CS03 | Z001 | V |  | F | RM | PD | ZABB | HGQ | 3410121000 | PC |  | 1 | CNXIHE4 | [5 empty] | 1 | 0 | PC | 2017-07-06 | 0 | PC
VTS-D2010-4020S | JDZX15-20R 20/v3 0.1/v3kV,50VA/CL0.5 |  | 121EL-VT | 3GB |  | 12H | COMM | CS03 | Z001 | V |  | F | RM | PD | ZABB | HGQ | 3410121000 | PC |  | 1 | CNXIHE4 | [5 empty] | 1 | 0 | PC | 2015-04-17 | 0 | PC
VTS-D2010-4020S-1 | JDZX15-20R 20/v3 0.1/v3 50VA/CL0.5 |  | 121EL-VT | 3GB |  | 12H | COMM | CS03 | Z001 | V |  | F | RM | PD | ZABB | HGQ | 3410121000 | PC |  | 1 | T_GUIHUA_YE | [5 empty] | 1 | 0 | PC | 2015-11-24 | 0 | PC
VTS-D2010-G010 | JDZX9-20NG1-N 20/v3 0.1/v3 40VA/CL0.2 |  | 121EL-VT | 3GB |  | 12H | COMM | CS03 | Z001 | V |  | F | RM | PD | ZABB | HGQ | 3410121000 | PC |  | 1 | CNXIHE4 | [5 empty] | 1 | 0 | PC | 2016-04-15 | 0 | PC
VTS-D2010-H020 | JDZX15-20R 20000/v3 100/v3 25VA/CL0.5 |  | 121EL-VT | 3GB |  | 12H | COMM | CS03 | Z001 | V |  | F | RM | PD | ZABB | HGQ | 3410121000 | PC |  | 1 | CNXIHE4 | [5 empty] | 1 | 0 | PC | 2010-12-01 | 0 | PC
VTS-D2010-I010 | JDZX9-20NG1-N 20/v3 .1/v3KV;20VA/CL0.2 |  | 121EL-VT | 3GB |  | 12H | COMM | CS03 | Z001 | V |  | F | RM | PD | ZABB | HGQ | 3410121000 | PC |  | 1 | T_GUIHUA_YE | [5 empty] | 1 | 0 | PC | 2012-08-20 | 0 | PC
VTS-D2010-I010S | JDZX15-20R 20/v3¦0.1/v3KV CL0.2/20VA |  | 121EL-VT | 3GB |  | 12H | COMM | CS03 | Z001 | V |  | F | RM | PD | ZABB | HGQ | 3410121000 | PC |  | 1 | CNXIHE4 | [5 empty] | 1 | 0 | PC | 2009-02-24 | 0 | PC
VTS-D2010-I010S-1 | JDZX13-20R2 20/v3 .1/v3kV,20VA/0.2 W.TUB |  | 121EL-VT | 3GB |  | 12H | COMM | CS03 | Z001 | V |  | F | RM | PD | ZABB | HGQ | 3410121000 | PC |  | 1 | T_GUIHUA_YE | [5 empty] | 1 | 0 | PC | 2012-08-14 | 0 | PC
VTS-D2010-I010S-2 | JDZX15-20R 20/v3 0.1/v3 20VA/CL0.2 |  | 121EL-VT | 3GB |  | 12H | COMM | CS03 | Z001 | V |  | F | RM | PD | ZABB | HGQ | 3410121000 | PC |  | 1 | T_GUIHUA_YE | [5 empty] | 1 | 0 | PC | 2015-11-24 | 0 | PC
VTS-D2010-J020S | JDZX15-20R 20000/v3 100/v3V 80VA/CL0.5 |  | 121EL-VT |  |  | B03 | COMM | CS03 | Z001 | V |  | F | RM | PD | ZABB | HGQ | 3410121000 | PC |  | 1 | CNXIHE4 | [5 empty] | 1 | 0 | PC | 2013-05-23 | 0 | PC
VTS-D2010-L010 | JDZX9-20NG1-N 20000/v3 100/v3 |  | 121EL-VT | 3GB |  | 12H | COMM | CS03 | Z001 | V |  | F | RM | PD | ZABB | HGQ | 3410121000 | PC |  | 1 | CNXIHE4 | [5 empty] | 1 | 0 | PC | 2012-02-24 | 0 | PC
VTS-D2010-L010-1 | JDZX9-20NG1-N 20/v3 0.1/v3KV 10VA/CL0.2 |  | 121EL-VT | 3GB |  | 12H | COMM | CS03 | Z001 | V |  | F | RM | PD | ZABB | HGQ | 3410121000 | PC |  | 1 | CNXIHE4 | [5 empty] | 1 | 0 | PC | 2013-11-19 | 0 | PC
VTS-D2011-111AS | JDZX13-20R2 20/v3¦0.1/v3¦0.1/v3 kV |  | 121EL-VT | 3GB |  | 12H | COMM | CS03 | Z001 | V |  | F | RM | PD | ZABB | HGQ | 3410121000 | PC |  | 1 | CNXIHE4 | [5 empty] | 1 | 0 | PC | 2017-02-24 | 0 | PC
VTS-D2011-111AS-1 | JDZX15-20R5 20/v3 0.1/v3 0.1/3kV |  | 121EL-VT |  |  | 129 | COMM | CS03 | Z001 | V |  | F | RM | PD | ZABB | HGQ | 3410121000 | PC |  | 1 | CNJOCHE21 | [5 empty] | 1 | 0 | PC | 2021-06-24 | 0 | PC
VTS-D2011-2413S | JDZX15-20R 20/v3¦0.1/v3¦0.1/3KV 0.2/3P |  | 121EL-VT | 3GB |  | 12H | COMM | CS03 | Z001 | V |  | F | RM | PD | ZABB | HGQ | 3410121000 | PC |  | 1 | CNXIHE4 | [5 empty] | 1 | 0 | PC | 2009-06-22 | 0 | PC
VTS-D2011-2421S | JDZX15-20R 20/v3 0.1/v3 0.1/3KV 0.5/6P |  | 121EL-VT | 3GB |  | 12H | COMM | CS03 | Z001 | V |  | F | RM | PD | ZABB | HGQ | 3410121000 | PC |  | 1 | CNXIHE4 | [5 empty] | 1 | 0 | PC | 2011-08-15 | 0 | PC
VTS-D2011-2423-1 | JDZX9-20G1 20/√3/0.1/√3/0.1/3kV 0.5/3P |  | 121EL-VT | 3GB |  | 12H | COMM | CS03 | Z001 | V |  | F | RM | PD | ZABB | HGQ | 3410121000 | PC |  | 1 | CNXIHE4 | [5 empty] | 1 | 0 | PC | 2011-03-15 | 0 | PC
VTS-D2011-2423-2 | JDZX9-20NG1-N 20000/v3 100/v3 100/3V |  | 121EL-VT |  |  | 129 | COMM | CS03 | Z001 | V |  | F | RM | PD | ZABB | HGQ | 3410121000 | PC |  | 1 | CNGELI3 | [5 empty] | 1 | 0 | PC | 2019-08-28 | 0 | PC
VTS-D2011-2423S | JDZX15-20R 20/v3¦0.1/v3¦0.1/3KV 0.5/3P |  | 121EL-VT | 3GB |  | 12H | COMM | CS03 | Z001 | V |  | F | RM | PD | ZABB | HGQ | 3410121000 | PC |  | 1 | CNXIHE4 | [5 empty] | 1 | 0 | PC | 2009-06-22 | 0 | PC
VTS-D2011-2811S | JDZX15-20R 20/v3 0.1/v3 0.1/3KV 0.2/6P |  | 121EL-VT | 3GB |  | 12H | COMM | CS03 | Z001 | V |  | F | RM | PD | ZABB | HGQ | 3410121000 | PC |  | 1 | CNXIHE4 | [5 empty] | 1 | 0 | PC | 2013-04-17 | 0 | PC
VTS-D2011-2813S | JDZX15-20R 20/v3 0.1/v3 0.1/3kV CL0.2/3P |  | 121EL-VT | 3GB |  | 12H | COMM | CS03 | Z001 | V |  | F | RM | PD | ZABB | HGQ | 3410121000 | PC |  | 1 | CNXIHE4 | [5 empty] | 1 | 0 | PC | 2014-10-08 | 0 | PC
VTS-D2011-2I23S | JDZX15-20R 20/v3 0.1/v3 0.1/3kV |  | 121EL-VT | 3GB |  | 12H | COMM | CS03 | Z001 | V |  | F | RM | PD | ZABB | HGQ | 3410121000 | PC |  | 1 | CNXIHE4 | [5 empty] | 1 | 0 | PC | 2017-10-24 | 0 | PC
VTS-D2011-2I83S | JDZX13-20R2 20/v3 0.1/v3 0.1/3 kV |  | 121EL-VT | 3GB |  | 12H | COMM | CS03 | Z001 | V |  | F | RM | PD | ZABB | HGQ | 3410121000 | PC |  | 1 | CNXIHE4 | [5 empty] | 1 | 0 | PC | 2017-06-09 | 0 | PC
VTS-D2011-4421 | JDZX9-20NG1-N 20/v3 0.1/v3 0.1/3kV |  | 121EL-VT | 3GB |  | 12H | COMM | CS03 | Z001 | V |  | F | RM | PD | ZABB | HGQ | 3410121000 | PC |  | 1 | CNXIHE4 | [5 empty] | 1 | 0 | PC | 2014-11-11 | 0 | PC
VTS-D2011-4421S | JDZX13-20R2 20/v3 .1/v3 .1/3kV W.TUBE |  | 121EL-VT | 3GB |  | 12H | COMM | CS03 | Z001 | V |  | F | RM | PD | ZABB | HGQ | 3410121000 | PC |  | 1 | T_GUIHUA_YE | [5 empty] | 1 | 0 | PC | 2012-08-06 | 0 | PC
VTS-D2011-4423 | JDZX15-20 20/v3¦.1/v3¦.1/3kV 0.5/3P |  | 121EL | 3GB |  | 12H | COMM | CS03 | Z001 | V |  | F | RM | PD | ZABB | HGQ | 3410121000 | PC |  | 1 | CNXIHE4 | [5 empty] | 1 | 0 | PC | 2008-03-05 | 0 | PC
VTS-D2011-4423-1 | JDZX9-20NG1-N 20/v3 .1/v3 .1/3KV CL0.5/3 |  | 121EL-VT | 3GB |  | 12H | COMM | CS03 | Z001 | V |  | F | RM | PD | ZABB | HGQ | 3410121000 | PC |  | 1 | T_GUIHUA_YE | [5 empty] | 1 | 0 | PC | 2012-08-20 | 0 | PC
VTS-D2011-4423-2 | JDZX15-20G 20/v3 0.1/v3 0.1/3kV 0.5/3P |  | 121EL-VT | 3GB |  | 12H | COMM | CS03 | Z001 | V |  | F | RM | PD | ZABB | HGQ | 3410121000 | PC |  | 1 | T_GUIHUA_YE | [5 empty] | 1 | 0 | PC | 2014-12-01 | 0 | PC
VTS-D2011-4423S | JDZX15-20R 20/v3¦0.1/v3¦0.1/3KV 0.5/3P |  | 121EL-VT | 3GB |  | 12H | COMM | CS03 | Z001 | V |  | F | RM | PD | ZABB | HGQ | 3410121000 | PC |  | 1 | CNXIHE4 | [5 empty] | 1 | 0 | PC | 2009-08-25 | 0 | PC
VTS-D2011-4423S-1 | JDZX15-20R 20/v3 0.1/v3 0.1/3kV 0.5/3P |  | 121EL-VT | 3GB |  | 12H | COMM | CS03 | Z001 | V |  | F | RM | PD | ZABB | HGQ | 3410121000 | PC |  | 1 | CNXIHE4 | [5 empty] | 1 | 0 | PC | 2014-07-07 | 0 | PC
VTS-D2011-4423S-3 | JDZX13-20R2 20/v3 0.1/v3 0.1/3 kV |  | 121EL-VT | 3GB |  | 12H | COMM | CS03 | Z001 | V |  | F | RM | PD | ZABB | HGQ | 3410121000 | PC |  | 1 | CNGELI3 | [5 empty] | 1 | 0 | PC | 2018-10-23 | 0 | PC
VTS-D2011-4821S | JDZX15-20R 20000/v3 100/v3 100/3V |  | 121EL-VT | 3GB |  | 12H | COMM | CS03 | Z001 | V |  | F | RM | PD | ZABB | HGQ | 3410121000 | PC |  | 1 | CNXIHE4 | [5 empty] | 1 | 0 | PC | 2017-11-20 | 0 | PC
VTS-D2011-4821S-1 | JDZX13-20R2 20kV/v3 0.1kV/v3 0.1kV/3 |  | 121EL-VT | 3GB |  | 12H | COMM | CS03 | Z001 | V |  | F | RM | PD | ZABB | HGQ | 3410121000 | PC |  | 1 | CNGELI3 | [5 empty] | 1 | 0 | PC | 2019-06-19 | 0 | PC
VTS-D2011-4823-2 | JDZX9-20NG1-N 20/v3 .1/v3 .1/3 kV;50VA/C |  | 121EL-VT | 3GB |  | 12H | COMM | CS03 | Z001 | V |  | F | RM | PD | ZABB | HGQ | 3410121000 | PC |  | 1 | CNXIHE4 | [5 empty] | 1 | 0 | PC | 2011-03-14 | 0 | PC
VTS-D2011-4823-3 | JDZX15-20G 20/v3 0.1/v3 0.1/3kV CL0.5/3P |  | 121EL-VT |  |  | B03 | COMM | CS03 | Z001 | V |  | F | RM | PD | ZABB | HGQ | 3410121000 | PC |  | 1 | CNXIHE4 | [5 empty] | 1 | 0 | PC | 2015-01-09 | 0 | PC
VTS-D2011-4823S | JDZX15-20R 20/v3¦0.1/v3¦0.1/3KV 0.5/3P |  | 121EL | 3GB |  | 12H | COMM | CS03 | Z001 | V |  | F | RM | PD | ZABB | HGQ | 3410121000 | PC |  | 1 | CNXIHE4 | [5 empty] | 1 | 0 | PC | 2008-12-03 | 0 | PC
VTS-D2011-4823S-1 | JDZX15-20R 20/v3 0.1/v3 0.1/3kV 50VA/CL0 |  | 121EL-VT | 3GB |  | 12H | COMM | CS03 | Z001 | V |  | F | RM | PD | ZABB | HGQ | 3410121000 | PC |  | 1 | T_GUIHUA_YE | [5 empty] | 1 | 0 | PC | 2015-11-24 | 0 | PC
VTS-D2011-5423 | JDZX15-20G 20/v3 0.1/v3 0.1/3kV CL0.5/3P |  | 121EL-VT | 3GB |  | 12H | COMM | CS03 | Z001 | V |  | F | RM | PD | ZABB | HGQ | 3410121000 | PC |  | 1 | CNXIHE4 | [5 empty] | 1 | 0 | PC | 2014-08-15 | 0 | PC
VTS-D2011-5823S | JDZX15-20R 20/v3 0.1/v3 0.1/3kV CL0.5/3P |  | 121EL-VT |  |  | B03 | COMM | CS03 | Z001 | V |  | F | RM | PD | ZABB | HGQ | 3410121000 | PC |  | 1 | CNXIHE4 | [5 empty] | 1 | 0 | PC | 2014-10-09 | 0 | PC
VTS-D2011-5828S | JDZX15-20R 20/v3¦0.1/v3¦0.1/3KV 0.5/3P |  | 121EL-VT | 3GB |  | 12H | COMM | CS03 | Z001 | V |  | F | RM | PD | ZABB | HGQ | 3410121000 | PC |  | 1 | CNNEWAN | [5 empty] | 1 | 0 | PC | 2011-12-28 | 0 | PC
VTS-D2011-6823 | JDZX15-20R 20000/v3 100/v3 100/3V 0.5/3P |  | 121EL-VT | 3GB |  | 12H | COMM | CS03 | Z001 | V |  | F | RM | PD | ZABB | HGQ | 3410121000 | PC |  | 1 | CNXIHE4 | [5 empty] | 1 | 0 | PC | 2013-05-23 | 0 | PC
VTS-D2011-7823 | JDZX15-20G 20000/v3 100/v3 100/3V |  | 121EL-VT | 3GD |  | 12H | COMM | CS03 | Z001 | V |  | F | RM | PD | ZABB | HGQ | 3410121000 | PC |  | 1 | CNJOCHE21 | [5 empty] | 1 | 0 | PC | 2021-05-31 | 0 | PC
VTS-D2011-7823S | JDZX15-20R 20000/v3 100/v3 100/3V |  | 121EL-VT |  |  | 129 | COMM | CS03 | Z001 | V |  | F | RM | PD | ZABB | HGQ | 3410121000 | PC |  | 1 | CNJOCHE21 | [5 empty] | 1 | 0 | PC | 2021-05-31 | 0 | PC
VTS-D2011-7823S-1 | JDZX15-20R 20000/v3 100/v3 100/3V 0.5/3P |  | 121EL-VT |  |  | 129 | COMM | CS03 | Z001 | V |  | F | RM | PD | ZABB | HGQ | 3410121000 | PC |  | 1 | CNJISU10 | [5 empty] | 1 | 0 | PC | 2022-03-11 | 0 | PC
VTS-D2011-H411S | JDZX15-20R 20/v3 0.1/v3 0.1/3KV 0.2/6P |  | 121EL-VT | 3GB |  | 12H | COMM | CS03 | Z001 | V |  | F | RM | PD | ZABB | HGQ | 3410121000 | PC |  | 1 | CNXIHE4 | [5 empty] | 1 | 0 | PC | 2011-08-23 | 0 | PC
VTS-D2011-I411S | JDZX15-20R 20/v3 0.1/v3 0.1/3KV 0.2/6P |  | 121EL-VT | 3GB |  | 12H | COMM | CS03 | Z001 | V |  | F | RM | PD | ZABB | HGQ | 3410121000 | PC |  | 1 | CNXIHE4 | [5 empty] | 1 | 0 | PC | 2011-08-17 | 0 | PC
VTS-D2011-I413S | JDZX15-20R5 20/v3 0.1/v3 0.1/3kV |  | 121EL-VT | 3GB |  | 12H | COMM | CS03 | Z001 | V |  | F | RM | PD | ZABB | HGQ | 3410121000 | PC |  | 1 | T_GUIHUA_YE | [5 empty] | 1 | 0 | PC | 2016-01-29 | 0 | PC
VTS-D2011-I423 | JDZX15-20G 20/v3 0.1/v3 0.1/3kV CL0.5/3P |  | 121EL-VT | 3GB |  | 12H | COMM | CS03 | Z001 | V |  | F | RM | PD | ZABB | HGQ | 3410121000 | PC |  | 1 | CNXIHE4 | [5 empty] | 1 | 0 | PC | 2014-10-08 | 0 | PC
VTS-D2011-I813S | JDZX15-20R 20/v3 0.1/v3 0.1/3KV 0.2/3P |  | 121EL-VT | 3GB |  | 12H | COMM | CS03 | Z001 | V |  | F | RM | PD | ZABB | HGQ | 3410121000 | PC |  | 1 | CNXIHE4 | [5 empty] | 1 | 0 | PC | 2012-12-26 | 0 | PC
VTS-D2011-J821S | JDZX15-20R 20/v3 0.1/v3 0.1/3 kV W.TUBE |  | 121EL-VT | 3GB |  | 12H | COMM | CS03 | Z001 | V |  | F | RM | PD | ZABB | HGQ | 3410121000 | PC |  | 1 | CNXIHE4 | [5 empty] | 1 | 0 | PC | 2011-01-12 | 0 | PC
VTS-D2011-J823S | JDZX15-20R 20000/v3 100/v3 100/3V 0.5/3P |  | 121EL-VT | 3GB |  | 12H | COMM | CS03 | Z001 | V |  | F | RM | PD | ZABB | HGQ | 3410121000 | PC |  | 1 | CNXIHE4 | [5 empty] | 1 | 0 | PC | 2013-07-30 | 0 | PC
VTS-D2011-J823S-1 | JDZX13-20R2 20/v3 0.1/v3 0.1/3 kV 100VA/ |  | 121EL-VT | 3GB |  | 12H | COMM | CS03 | Z001 | V |  | F | RM | PD | ZABB | HGQ | 3410121000 | PC |  | 1 | T_GUIHUA_YE | [5 empty] | 1 | 0 | PC | 2014-08-13 | 0 | PC
VTS-D2011-J823S-2 | JDZX15-20R 20000/v3 100/v3 100/3V |  | 121EL-VT | 3GB |  | 12H | COMM | CS03 | Z001 | V |  | F | RM | PD | ZABB | HGQ | 3410121000 | PC |  | 1 | CNXIHE4 | [5 empty] | 1 | 0 | PC | 2017-12-13 | 0 | PC
VTS-D2011-L411S | JDZX15-20R 20/v3 0.1/v3 0.1/3kV W.TUBE |  | 121EL-VT | 3GB |  | 12H | COMM | CS03 | Z001 | V |  | F | RM | PD | ZABB | HGQ | 3410121000 | PC |  | 1 | T_GUIHUA_YE | [5 empty] | 1 | 0 | PC | 2015-04-15 | 0 | PC
VTS-D2011-L413S | JDZX15-20R 20/v3 0.1/v3 0.1/3kV CL0.2/3P |  | 121EL-VT | 3GB |  | 12H | COMM | CS03 | Z001 | V |  | F | RM | PD | ZABB | HGQ | 3410121000 | PC |  | 1 | CNXIHE4 | [5 empty] | 1 | 0 | PC | 2014-12-11 | 0 | PC
VTS-D2011-L423S | JDZX15-20R 20/v3 0.1/v3 0.1/3KV 0.5/3P |  | 121EL-VT | 3GB |  | 12H | COMM | CS03 | Z001 | V |  | F | RM | PD | ZABB | HGQ | 3410121000 | PC |  | 1 | CNXIHE4 | [5 empty] | 1 | 0 | PC | 2013-11-07 | 0 | PC
VTS-D20111-118223 | JDZX9-20N1 20/v3 0.1/v3 0.1/v3 0.1/3kV |  | 121EL-VT | 3GB |  | 12H | COMM | CS03 | Z001 | V |  | F | RM | PD | ZABB | HGQ | 3410121000 | PC |  | 1 | CNXIHE4 | [5 empty] | 1 | 0 | PC | 2016-04-15 | 0 | PC
VTS-D20111-1I8123 | JDZX9-20NG1-N 20/v3 .1/v3 .1/v3 .1/3 kV |  | 121EL-VT | 3GB |  | 12H | COMM | CS03 | Z001 | V |  | F | RM | PD | ZABB | HGQ | 3410121000 | PC |  | 1 | CNXIHE4 | [5 empty] | 1 | 0 | PC | 2013-05-07 | 0 | PC
VTS-D20111-224121S | JDZX15-20R 20/v3 0.1/v3 0.1/v3 0.1/3kV |  | 121EL-VT | 3GB |  | 12H | COMM | CS03 | Z001 | V |  | F | RM | PD | ZABB | HGQ | 3410121000 | PC |  | 1 | CNXIHE4 | [5 empty] | 1 | 0 | PC | 2015-05-15 | 0 | PC
VTS-D20111-228123S | JDZX13-20R2 20/v3 2x0.1/v3 0.1/3kV,30VA |  | 121EL-VT | 3GB |  | 12H | COMM | CS03 | Z001 | V |  | F | RM | PD | ZABB | HGQ | 3410121000 | PC |  | 1 | CNXIHE4 | [5 empty] | 1 | 0 | PC | 2013-02-25 | 0 | PC
VTS-D20111-228223 | JDZX9-20NG1-N 20/v3 0.1/v3 0.1/v3 0.1/3k |  | 121EL-VT | 3GB |  | 12H | COMM | CS03 | Z001 | V |  | F | RM | PD | ZABB | HGQ | 3410121000 | PC |  | 1 | CNXIHE4 | [5 empty] | 1 | 0 | PC | 2016-04-15 | 0 | PC
VTS-D20111-2G4193 | JDZX9-20TG 20/v3 0.1/v3 0.1/v3 0.1/3 kV |  | 121EL-VT | 3GB |  | 12H | COMM | CS03 | Z001 | V |  | F | RM | PD | ZABB | HGQ | 3410121000 | PC |  | 1 | T_GUIHUA_YE | [5 empty] | 1 | 0 | PC | 2014-05-19 | 0 | PC
VTS-D20111-448223 | JDZX9-20NG1-N 20000/v3 100/v3 100/v3 100 |  | 121EL-VT |  |  | B03 | COMM | CS03 | Z001 | V |  | F | RM | PD | ZABB | HGQ | 3410121000 | PC |  | 1 | T_GUIHUA_YE | [5 empty] | 1 | 0 | PC | 2015-11-19 | 0 | PC
VTS-D20111-GI8123 | JDZX13-20R2 20/v3 0.1/v3 0.1/v3 0.1/3 kV |  | 121EL-VT | 3GB |  | 12H | COMM | CS03 | Z001 | V |  | F | RM | PD | ZABB | HGQ | 3410121000 | PC |  | 1 | CNXIHE4 | [5 empty] | 1 | 0 | PC | 2018-01-31 | 0 | PC
VTS-D20111-II4123S | JDZX15-20R 20/v3 0.1/v3 0.1/v3 0.1/3KV |  | 121EL-VT | 3GB |  | 12H | COMM | CS03 | Z001 | V |  | F | RM | PD | ZABB | HGQ | 3410121000 | PC |  | 1 | CNXIHE4 | [5 empty] | 1 | 0 | PC | 2010-10-18 | 0 | PC
VTS-D20111-II8293S | JDZX15-20R 20/v3 0.1/v3 0.1/v3 0.1/3KV |  | 121EL-VT |  |  | 129 | COMM | CS03 | Z001 | V |  | F | RM | PD | ZABB | HGQ | 3410121000 | PC |  | 1 | CNJOCHE21 | [5 empty] | 1 | 0 | PC | 2021-06-28 | 0 | PC
VTS-D20111-LL4113S | JDZX15-20R 20000/v3 100/v3 100/v3V 100/3 |  | 121EL-VT | 3GB |  | 12H | COMM | CS03 | Z001 | V |  | F | RM | PD | ZABB | HGQ | 3410121000 | PC |  | 1 | CNXIHE4 | [5 empty] | 1 | 0 | PC | 2010-03-29 | 0 | PC
VTS-D20111-LL4123S | JDZX15-20R 20/v3 0.1/v3 0.1/v3 0.1/3kV |  | 121EL-VT | 3GB |  | 12H | COMM | CS03 | Z001 | V |  | F | RM | PD | ZABB | HGQ | 3410121000 | PC |  | 1 | CNXIHE4 | [5 empty] | 1 | 0 | PC | 2014-12-11 | 0 | PC
VTS-D20111-LL8111S | JDZX15-20R 20/v3 0.1/v3 0.1/v3 0.1/3kV |  | 121EL-VT | 3GB |  | 12H | COMM | CS03 | Z001 | V |  | F | RM | PD | ZABB | HGQ | 3410121000 | PC |  | 1 | CNXIHE4 | [5 empty] | 1 | 0 | PC | 2017-12-14 | 0 | PC
VTS-D20111228123-1 | JDZX9-20NG1-N 20000/v3 100/v3 100/v3 100 |  | 121EL-VT | 3GB |  | 12H | COMM | CS03 | Z001 | V |  | F | RM | PD | ZABB | HGQ | 3410121000 | PC |  | 1 | CNXIHE4 | [5 empty] | 1 | 0 | PC | 2012-09-19 | 0 | PC
VTS-D20115-118123 | JDZX9-20N 20000/v3 100/v3 100/v3 100 V; |  | 121EL-VT | 3GB |  | 12H | COMM | CS03 | Z001 | V |  | F | RM | PD | ZABB | HGQ | 3410121000 | PC |  | 1 | T_GUIHUA_YE | [5 empty] | 1 | 0 | PC | 2012-04-10 | 0 | PC
VTS-D20115-118223 | JDZX9-20N1 20/v3 0.1/v3 0.1/v3 0.1kV |  | 121EL-VT | 3GB |  | 12H | COMM | CS03 | Z001 | V |  | F | RM | PD | ZABB | HGQ | 3410121000 | PC |  | 1 | CNXIHE4 | [5 empty] | 1 | 0 | PC | 2016-05-16 | 0 | PC
VTS-D2013-111A-1 | JDZX9-20NG1-N 20000/v3 100/v3 100/v3 |  | 121EL-VT | 3GB |  | 12H | COMM | CS03 | Z001 | V |  | F | RM | PD | ZABB | HGQ | 3410121000 | PC |  | 1 | CNXIHE4 | [5 empty] | 1 | 0 | PC | 2013-12-11 | 0 | PC
VTS-D2013-111A-2 | JDZX13-20 20/v3 .1/v3 .1/v3 kV 0.2/0.2 |  | 121EL-VT | 3GB |  | 12H | COMM | CS03 | Z001 | V |  | F | RM | PD | ZABB | HGQ | 3410121000 | PC |  | 1 | CNXIHE4 | [5 empty] | 1 | 0 | PC | 2017-01-19 | 0 | PC
VTS-D2013-111AS | JDZX15-20R 20/v3¦0.1/v3¦0.1/v3KV 0.2/0.2 |  | 121EL | 3GB |  | 12H | COMM | CS03 | Z001 | V |  | F | RM | PD | ZABB | HGQ | 3410121000 | PC |  | 1 | CNXIHE4 | [5 empty] | 1 | 0 | PC | 2008-12-03 | 0 | PC
VTS-D2013-111AS-1 | JDZX15-20R5 20/v3 0.1/v3 0.1/v3kV |  | 121EL-VT | 3GB |  | 12H | COMM | CS03 | Z001 | V |  | F | RM | PD | ZABB | HGQ | 3410121000 | PC |  | 1 | CNJOCHE21 | [5 empty] | 1 | 0 | PC | 2021-06-24 | 0 | PC
VTS-D2013-111B | JDZX15-20R 20000/v3 100/v3 100/v3V |  | 121EL-VT | 3GB |  | 12H | COMM | CS03 | Z001 | V |  | F | RM | PD | ZABB | HGQ | 3410121000 | PC |  | 1 | CNXIHE4 | [5 empty] | 1 | 0 | PC | 2010-12-01 | 0 | PC
VTS-D2013-111B-1 | JDZX11-20E 20000/v3 100/v3 100/v3V |  | 121EL-VT | 3GB |  | 12H | COMM | CS03 | Z001 | V |  | F | RM | PD | ZABB | HGQ | 3410121000 | PC |  | 1 | CNXIHE4 | [5 empty] | 1 | 0 | PC | 2010-12-17 | 0 | PC
VTS-D2013-1L1B | JDZX15-20R5 20/v3 0.1/v3 0.1/v3kV |  | 121EL-VT | 3GB |  | 12H | COMM | CS03 | Z001 | V |  | F | RM | PD | ZABB | HGQ | 3410121000 | PC |  | 1 | CNXIHE4 | [5 empty] | 1 | 0 | PC | 2017-03-23 | 0 | PC
VTS-D2013-222B | JDZX9-20NG1-N 20/v3 0.1/v3 0.1/v3kV |  | 121EL-VT |  |  | B03 | COMM | CS03 | Z001 | V |  | F | RM | PD | ZABB | HGQ | 3410121000 | PC |  | 1 | CNXIHE4 | [5 empty] | 1 | 0 | PC | 2014-01-10 | 0 | PC
VTS-D2013-IL1A | JDZX9-20NG1-N 20000/v3 100/v3 100/v3 |  | 121EL-VT | 3GB |  | 12H | COMM | CS03 | Z001 | V |  | F | RM | PD | ZABB | HGQ | 3410121000 | PC |  | 1 | T_GUIHUA_YE | [5 empty] | 1 | 0 | PC | 2012-06-07 | 0 | PC
VTS-D2013-LL11 | JDZX9-20NG1-N 20/v3 .1/v3 .1/v3kV |  | 121EL-VT | 3GB |  | 12H | COMM | CS03 | Z001 | V |  | F | RM | PD | ZABB | HGQ | 3410121000 | PC |  | 1 | CNXIHE4 | [5 empty] | 1 | 0 | PC | 2014-01-03 | 0 | PC
VTS-D2013-LL13S | JDZX15-20R 20/v3 0.1/v3 0.1/v3 kV W.TUBE |  | 121EL-VT | 3GB |  | 12H | COMM | CS03 | Z001 | V |  | F | RM | PD | ZABB | HGQ | 3410121000 | PC |  | 1 | T_GUIHUA_YE | [5 empty] | 1 | 0 | PC | 2015-04-14 | 0 | PC
VTS-D2015-4423 | JDZX9-20N1 20000/v3 100/v3 100;50VA/CL0. |  | 121EL-VT | 3GB |  | 12H | COMM | CS03 | Z001 | V |  | F | RM | PD | ZABB | HGQ | 3410121000 | PC |  | 1 | CNXIHE4 | [5 empty] | 1 | 0 | PC | 2016-04-18 | 0 | PC
VTS-D2015-4823 | JDZX9-20N 20000/v3 100/v3 100;50VA/CL0.5 |  | 121EL-VT | 3GB |  | 12H | COMM | CS03 | Z001 | V |  | F | RM | PD | ZABB | HGQ | 3410121000 | PC |  | 1 | CNXIHE4 | [5 empty] | 1 | 0 | PC | 2010-03-23 | 0 | PC
VTS-D2020-H020S | JDZX15-20R 20/V3:0.11/V3 |  | 121EL-VT |  |  | 129 | COMM | CS03 | Z001 | V |  | F | RM | PD | ZABB | HGQ | 3410121000 | PC |  | 1 | CNJOCHE21 | [5 empty] | 1 | 0 | PC | 2021-08-31 | 0 | PC
VTS-D2022-4423S | JDZX15-20R 20000/v3 110/v3 110/3V |  | 121EL-VT | 3GB |  | 12H | COMM | CS03 | Z001 | V |  | F | RM | PD | ZABB | HGQ | 3410121000 | PC |  | 1 | CNJUCHE12 | [5 empty] | 1 | 0 | PC | 2021-06-25 | 0 | PC
VTS-D2022-9833 | JDZX15-20 20000/v3 110/v3 110/3V 1.0/3P |  | 121EL-VT | 3GB |  | 12H | COMM | CS03 | Z001 | V |  | F | RM | PD | ZABB | HGQ | 3410121000 | PC |  | 1 | CNHUCHE9 | [5 empty] | 1 | 0 | PC | 2013-05-16 | 0 | PC
VTS-D2022-J821S | JDZX15-20R 20000/v3 110/v3 110/3V |  | 121EL-VT | 3GB |  | 12H | COMM | CS03 | Z001 | V |  | F | RM | PD | ZABB | HGQ | 3410121000 | PC |  | 1 | CNXIHE4 | [5 empty] | 1 | 0 | PC | 2011-01-14 | 0 | PC
VTS-D2211-4823S | JDZX11-35R 22/v3¦.1/v3¦.1/3kV,50VA/0.5,1 |  | 121EL | 3GB |  | 12H | COMM | CS03 | Z001 | V |  | F | EL | PD | ZABB | HGQ | 3410120000 | PC |  | 1 | Y_PPM_01 | [5 empty] | 1 | 0 | PC | 2007-12-04 | 0 | PC
VTS-D2211-8823S | JDZX11-35R 22/v3¦.1/v3¦.1/3kV 0.5/3P |  | 121EL | 3GB |  | 12H | COMM | CS03 | Z001 | V |  | F | RM | PD | ZABB | HGQ | 3410121000 | PC |  | 1 | CNXIHE4 | [5 empty] | 1 | 0 | PC | 2008-11-17 | 0 | PC
VTS-D3310-3010 | JDZX11-35R 33/v3 .1/v3kV,45/0.2 |  | 121EL-VT | 3GB |  | 12H | COMM | CS03 | Z001 | V |  | F | RM | PD | ZABB | HGQ | 3410121000 | PC |  | 1 | T_GUIHUA_YE | [5 empty] | 1 | 0 | PC | 2012-06-26 | 0 | PC
VTS-D3311-3811S | JDZX11-35R 33/v3¦0.1/v3¦0.1/3kV,45VA/0.2 |  | 121EL | 3GB |  | 12Q | COMM | CS03 | Z001 | V |  | F | RM | PD | ZABB | HGQ | 3410120000 | PC |  | 1 | Y_PPM_01 | [5 empty] | 1 | 0 | PC | 2007-12-04 | 0 | PC
VTS-D3311-4823 | JDZX11-35R 33/v3 .1/v3 .1/3kV 0.5/3P |  | 121EL-VT | 3GB |  | 12H | COMM | CS03 | Z001 | V |  | F | RM | PD | ZABB | HGQ | 3410121000 | PC |  | 1 | CNZHZHA51 | [5 empty] | 1 | 0 | PC | 2019-10-18 | 0 | PC
VTS-D3311-8423 | JDZX11-35R 33/v3 .1/v3 .1/3kV 0.5/3P |  | 121EL-VT | 3GB |  | 12H | COMM | CS03 | Z001 | V |  | F | RM | PD | ZABB | HGQ | 3410121000 | PC |  | 1 | T_GUIHUA_YE | [5 empty] | 1 | 0 | PC | 2011-12-23 | 0 | PC
VTS-D3311-8823 | JDZX11-35R 33000/V3 100/V3 100/3 100VA/C |  | 121EL-VT |  |  | B03 | COMM | CS03 | Z001 | V |  | F | RM | PD | ZABB | HGQ | 3410121000 | PC |  | 1 | CNXIHE4 | [5 empty] | 1 | 0 | PC | 2012-06-11 | 0 | PC
VTS-D3311-8823-1 | JDZX11-35R 33/v3 .1/v3 .1/3kV 0.5/3P |  | 121EL-VT | 3GB |  | 12H | COMM | CS03 | Z001 | V |  | F | RM | PD | ZABB | HGQ | 3410121000 | PC |  | 1 | T_GUIHUA_YE | [5 empty] | 1 | 0 | PC | 2012-06-26 | 0 | PC
VTS-D3311-8823S | JDZX11-35R 33/v3¦.1/v3¦.1/3kV,100VA/0.5, |  | 121EL | 3GB |  | 12H | COMM | CS03 | Z001 | V |  | F | EL | PD | ZABB | HGQ | 3410120000 | PC |  | 1 | Y_PPM_01 | [5 empty] | 1 | 0 | PC | 2007-12-04 | 0 | PC
VTS-D33111-224123S | JDZX11-35R 33/v3¦.1/v3¦.1/v3¦.1/3kV 30VA |  | 121EL | 3GB |  | 12H | COMM | CS03 | Z001 | V |  | F | EL | PD | ZABB | HGQ | 3410120000 | PC |  | 1 | Y_PPM_01 | [5 empty] | 1 | 0 | PC | 2007-12-04 | 0 | PC
VTS-D33111-228123 | JDZX11-35W 33000/v3 100/v3 100/v3 100/3V |  | 121EL-VT | 3GD |  | 12H | COMM | CS03 | Z001 | V |  | F | RM | PD | ZABB | HGQ | 3410121000 | PC |  | 1 | CNGELI3 | [5 empty] | 1 | 0 | PC | 2019-10-17 | 0 | PC
VTS-D33111-228123S | JDZX11-35R 33000/v3 100/v3 100/v3 100/3V |  | 121EL-VT | 3GB |  | 12H | COMM | CS03 | Z001 | V |  | F | RM | PD | ZABB | HGQ | 3410121000 | PC |  | 1 | CNGELI3 | [5 empty] | 1 | 0 | PC | 2019-10-17 | 0 | PC
VTS-D3313-482B | JDZX13-35R 33000/v3 100/v3 100/v3 V |  | 121EL-VT | 3GB |  | 12H | COMM | CS03 | Z001 | V |  | F | RM | PD | ZABB | HGQ | 3410121000 | PC |  | 1 | CNMAZHA43 | [5 empty] | 1 | 0 | PC | 2019-06-06 | 0 | PC
VTS-D3320-3010S | JDZX11-35R 33/v3¦.11/v3kV,45/0.2 |  | 121EL | 3GB |  | 12Q | COMM | CS03 | Z001 | V |  | F | RM | PD | ZABB | HGQ | 3410120000 | PC |  | 1 | Y_PPM_01 | [5 empty] | 1 | 0 | PC | 2007-12-04 | 0 | PC
VTS-D3320-4010S | JDZX11-35R 35/v3 .11/v3kV 50VA/CL 0.2 |  | 121EL-VT |  |  | B03 | COMM | CS03 | Z001 | V |  | F | RM | PD | ZABB | HGQ | 3410121000 | PC |  | 1 | T_GUIHUA_YE | [5 empty] | 1 | 0 | PC | 2011-08-10 | 0 | PC
VTS-D3320-8020 | JDZX11-35W 33/v3¦.11/v3kV,100VA/0.5 |  | 121EL | 3GB |  | 12H | COMM | CS03 | Z001 | V |  | F | EL | PD | ZABB | HGQ | 3410120000 | PC |  | 1 | Y_PPM_01 | [5 empty] | 1 | 0 | PC | 2007-12-04 | 0 | PC
VTS-D3322-3811S | JDZX11-35R 33/v3¦.11/v3¦.11/3,45VA/0.2 |  | 121EL | 3GB |  | 12H | COMM | CS03 | Z001 | V |  | F | RM | PD | ZABB | HGQ | 3410120000 | PC |  | 1 | Y_PPM_01 | [5 empty] | 1 | 0 | PC | 2007-12-04 | 0 | PC
VTS-D3322-4422 | JDZX11-35W 33/v3¦2x0.11/v3,2x50VA/0.5 |  | 121EL | 3GB |  | 12H | COMM | CS03 | Z001 | V |  | F | RM | PD | ZABB | HGQ | 3410120000 | PC |  | 1 | Y_PPM_01 | [5 empty] | 1 | 0 | PC | 2007-12-04 | 0 | PC
VTS-D3322-4821 | JDZX11-35W 33/v3¦.11/v3¦.11/3kV,50VA/0.5 |  | 121EL | 3GB |  | 12H | COMM | CS03 | Z001 | V |  | F | RM | PD | ZABB | HGQ | 3410120000 | PC |  | 1 | Y_PPM_01 | [5 empty] | 1 | 0 | PC | 2007-12-04 | 0 | PC
VTS-D3322-4823 | JDZX11-35W 33/v3¦.11/v3¦.11/3kV,50VA/0.5 |  | 121EL | 3GB |  | 12H | COMM | CS03 | Z001 | V |  | F | RM | PD | ZABB | HGQ | 3410120000 | PC |  | 1 | Y_PPM_01 | [5 empty] | 1 | 0 | PC | 2007-12-04 | 0 | PC
VTS-D3322-4823S | JDZX11-35R 33/v3 0.11/v3 0.11/3kV,50VA/0 |  | 121EL-VT | 3GB |  | 12H | COMM | CS03 | Z001 | V |  | F | RM | PD | ZABB | HGQ | 3410121000 | PC |  | 1 | CNADDEN | [5 empty] | 1 | 0 | PC | 2021-04-06 | 0 | PC
VTS-D3322-8823 | JDZX11 33/v3¦.11/v3¦.11/3KV 0.5/3P |  | 121EL | 3GB |  | 12H | COMM | CS03 | Z001 | V |  | F | EL | PD | ZABB | HGQ | 3410120000 | PC |  | 1 | Y_PPM_01 | [5 empty] | 1 | 0 | PC | 2007-12-04 | 0 | PC
VTS-D3322-8823S | JDZX11-35R 33/v3¦.11/v3¦.11/3kV,100VA/0. |  | 121EL | 3GB |  | 12H | COMM | CS03 | Z001 | V |  | F | EL | PD | ZABB | HGQ | 3410120000 | PC |  | 1 | Y_PPM_01 | [5 empty] | 1 | 0 | PC | 2007-12-04 | 0 | PC
VTS-D3322-8I2C | JDZX11-35W 33/v3¦.11/v3¦.11/v3kV,100VA/0 |  | 121EL | 3GB |  | 12H | COMM | CS03 | Z001 | V |  | F | EL | PD | ZABB | HGQ | 3410120000 | PC |  | 1 | Y_PPM_01 | [5 empty] | 1 | 0 | PC | 2007-12-04 | 0 | PC
VTS-D33222-224123S | JDZX11-35R 33/v3¦2x.11/v3¦.11/3kV 30VA/0 |  | 121EL | 3GB |  | 12H | COMM | CS03 | Z001 | V |  | F | EL | PD | ZABB | HGQ | 3410120000 | PC |  | 1 | Y_PPM_01 | [5 empty] | 1 | 0 | PC | 2007-12-04 | 0 | PC
VTS-D3324-4423 | JDZX11-35W 33/v3¦.11/v3¦.11/v3kV,50/0.5; |  | 121EL | 3GB |  | 12Q | COMM | CS03 | Z001 | V |  | F | RM | PD | ZABB | HGQ | 3410120000 | PC |  | 1 | Y_PPM_01 | [5 empty] | 1 | 0 | PC | 2007-12-04 | 0 | PC
VTS-D3324-II11S | JDZX11-35R 33/v3¦2x0.11/v3,2x20VA/0.2 |  | 121EL | 3GB |  | 12H | COMM | CS03 | Z001 | V |  | F | RM | PD | ZABB | HGQ | 3410120000 | PC |  | 1 | Y_PPM_01 | [5 empty] | 1 | 0 | PC | 2007-12-04 | 0 | PC
VTS-D3324-LL13 | JDZX11-35W 33/v3 0.11/v3 0.11/v3 kV |  | 121EL-VT |  |  | B03 | COMM | CS03 | Z001 | V |  | F | RM | PD | ZABB | HGQ | 3410121000 | PC |  | 1 | CNSHZEN2 | [5 empty] | 1 | 0 | PC | 2016-08-23 | 0 | PC
VTS-D3411-6421 | JDZX11-35W 34.5/v3¦.1/v3¦0.1/3kV 75/50 |  | 121EL | 3GB |  | 12H | COMM | CS03 | Z001 | V |  | F | EL | PD | ZABB | HGQ | 3410120000 | PC |  | 1 | Y_PPM_01 | [5 empty] | 1 | 0 | PC | 2007-12-04 | 0 | PC
VTS-D3411-6421S | JDZX11-35R 34.5/v3¦.1/v3¦0.1/3kV 75/50 |  | 121EL | 3GB |  | 12H | COMM | CS03 | Z001 | V |  | F | EL | PD | ZABB | HGQ | 3410120000 | PC |  | 1 | Y_PPM_01 | [5 empty] | 1 | 0 | PC | 2007-12-04 | 0 | PC
VTS-D34111-448123S | JDZX13-35R 34.5/v3 0.1/v3 0.1/v3 0.1/3kV |  | 121EL-VT |  |  | B03 | COMM | CS03 | Z001 | V |  | F | RM | PD | ZABB | HGQ | 3410121000 | PC |  | 1 | CNXIHE4 | [5 empty] | 1 | 0 | PC | 2013-03-04 | 0 | PC
VTS-D348C-LL13S | JDZX11-35R 34.5/v3 0.115/v3 kV 0.115/v3 |  | 121EL-CT |  |  | 129 | COMM | CS03 | Z001 | V |  | F | RM | PD | ZABB | HGQ | 3410121000 | PC |  | 1 | CNZHZHA51 | [5 empty] | 1 | 0 | PC | 2021-02-05 | 0 | PC
VTS-D351-22 | JDZ11-35 35/0.1kV,SECONDARY:30VA/0.5 |  | 121EL-VT | 3GB |  | 12H | COMM | CS03 | Z001 | V |  | F | RM | PD | ZABB | HGQ | 3410121000 | PC |  | 1 | CNSOLIN2 | [5 empty] | 1 | 0 | PC | 2015-05-14 | 0 | PC
VTS-D351-29 | JDZX11-35W,35/v3/0.1/v3kV,SECONDARY:30VA |  | 121EL-VT | 3GB |  | 12H | COMM | CS03 | Z001 | V |  | F | RM | PD | ZABB | HGQ | 3410121000 | PC |  | 1 | CNSOLIN2 | [5 empty] | 1 | 0 | PC | 2015-11-04 | 0 | PC
VTS-D351-82 | JDZ11-35 35/0.1kV,SECONDARY:100VA/0.5 |  | 121EL-VT |  |  | B03 | COMM | CS03 | Z001 | V |  | F | RM | PD | ZABB | HGQ | 3410121000 | PC |  | 1 | T_GUIHUA_YE | [5 empty] | 1 | 0 | PC | 2012-12-07 | 0 | PC
VTS-D351-83 | JDZ11-35 35/0.1kV 100VA/1 |  | 121EL-VT | 3GD |  | 12H | COMM | CS03 | Z001 | V |  | F | RM | PD | ZABB | HGQ | 3410121000 | PC |  | 1 | CNJOCHE21 | [5 empty] | 1 | 0 | PC | 2021-05-08 | 0 | PC
VTS-D351-G3 | JDZ11-35 35/0.1kV |  | 121EL-VT | 3GB |  | 12H | COMM | CS03 | Z001 | V |  | F | RM | PD | ZABB | HGQ | 3410121000 | PC |  | 1 | CNJOCHE21 | [5 empty] | 1 | 0 | PC | 2021-08-26 | 0 | PC
VTS-D3510-1020 | JDZX2-35CQ 35/v3 .1/v3kV CL0.5/15VA |  | 121EL-VT |  |  | B03 | COMM | CS03 | Z001 | V |  | F | RM | PD | ZABB | HGQ | 3410121000 | PC |  | 1 | CNXIHE4 | [5 empty] | 1 | 0 | PC | 2012-10-10 | 0 | PC
VTS-D3510-2010-1 | JDZX11-35W 35000/v3 100/v3V 30VA/CL0.2 |  | 121EL-VT | 3GB |  | 12H | COMM | CS03 | Z001 | V |  | F | RM | PD | ZABB | HGQ | 3410121000 | PC |  | 1 | CNXIHE4 | [5 empty] | 1 | 0 | PC | 2011-12-21 | 0 | PC
VTS-D3510-2010-2 | JDZX11-35W 35/v3 .1/v3 kV 30VA/CL0.2 |  | 121EL-VT | 3GB |  | 12H | COMM | CS03 | Z001 | V |  | F | RM | PD | ZABB | HGQ | 3410121000 | PC |  | 1 | T_GUIHUA_YE | [5 empty] | 1 | 0 | PC | 2012-06-12 | 0 | PC
VTS-D3510-2010-3 | JDZX11-35W 35/v3 .1/v3kV 30VA/0.2 |  | 121EL-VT | 3GB |  | 12H | COMM | CS03 | Z001 | V |  | F | RM | PD | ZABB | HGQ | 3410121000 | PC |  | 1 | T_GUIHUA_YE | [5 empty] | 1 | 0 | PC | 2012-08-21 | 0 | PC
VTS-D3510-2020 | JDZX11-35W 35/v3 0.1/v3kV 30VA/CL0.5 |  | 121EL-VT | 3GB |  | 12H | COMM | CS03 | Z001 | V |  | F | RM | PD | ZABB | HGQ | 3410121000 | PC |  | 1 | CNXIHE4 | [5 empty] | 1 | 0 | PC | 2014-03-21 | 0 | PC
VTS-D3510-2029S | JDZX11-35R 35/v3 .1/v3kV,30VA/0.5（3P） |  | 121EL-VT | 3GB |  | 12H | COMM | CS03 | Z001 | V |  | F | RM | PD | ZABB | HGQ | 3410121000 | PC |  | 1 | CNDECHE3 | [5 empty] | 1 | 0 | PC | 2021-11-29 | 0 | PC
VTS-D3510-2090 | JDZX11-35W 35/v3 .1/v3kV 0.5(3P)/30VA |  | 121EL-VT | 3GB |  | 12H | COMM | CS03 | Z001 | V |  | F | RM | PD | ZABB | HGQ | 3410121000 | PC |  | 1 | CNSHZEN2 | [5 empty] | 1 | 0 | PC | 2015-12-23 | 0 | PC
VTS-D3510-3010 | JDZX11-35W 35/v3¦.1/v3kV,45VA/0.2 |  | 121EL | 3GB |  | 12H | COMM | CS03 | Z001 | V |  | F | EL | PD | ZABB | HGQ | 3410120000 | PC |  | 1 | Y_PPM_01 | [5 empty] | 1 | 0 | PC | 2007-12-04 | 0 | PC
VTS-D3510-3010-A | JDZX-35A 35/v3¦.1/v3kV,30VA/0.2 |  | 121EL-CT | 3GB |  | 12H | COMM | CS03 | Z001 | V |  | F | RM | PD | ZABB | HGQ | 3410121000 | PC |  | 1 | CNXIHE4 | [5 empty] | 1 | 0 | PC | 2010-03-05 | 0 | PC
VTS-D3510-3010-B | JDZX-35B 35/v3¦.1/v3kV,30VA/0.2 |  | 121EL-CT | 3GB |  | 12H | COMM | CS03 | Z001 | V |  | F | RM | PD | ZABB | HGQ | 3410121000 | PC |  | 1 | CNXIHE4 | [5 empty] | 1 | 0 | PC | 2010-03-05 | 0 | PC
VTS-D3510-3010-C | JDZX-35C 35/v3¦.1/v3kV,30VA/0.2 |  | 121EL-CT | 3GB |  | 12H | COMM | CS03 | Z001 | V |  | F | RM | PD | ZABB | HGQ | 3410121000 | PC |  | 1 | CNXIHE4 | [5 empty] | 1 | 0 | PC | 2010-03-05 | 0 | PC
VTS-D3510-3010S | JDZX11-35R 35/v3¦.1/v3kV,45VA/0.2 W. TUB |  | 121EL | 3GB |  | 12H | COMM | CS03 | Z001 | V |  | F | EL | PD | ZABB | HGQ | 3410120000 | PC |  | 1 | Y_PPM_01 | [5 empty] | 1 | 0 | PC | 2007-12-04 | 0 | PC
VTS-D3510-4010 | JDZX11-35W 35/v3 .1/v3 |  | 121EL-VT | 3GB |  | 12H | COMM | CS03 | Z001 | V |  | F | RM | PD | ZABB | HGQ | 3410121000 | PC |  | 1 | CNGELI3 | [5 empty] | 1 | 0 | PC | 2020-02-24 | 0 | PC
VTS-D3510-4020 | JDZX11-35W 35/v3¦.1/v3kV 0.5/50VA |  | 121EL | 3GB |  | 12H | COMM | CS03 | Z001 | V |  | F | RM | PD | ZABB | HGQ | 3410121000 | PC |  | 1 | CNXIHE4 | [5 empty] | 1 | 0 | PC | 2008-04-10 | 0 | PC
VTS-D3510-4020-1 | JDZX-35B 35/v3¦0.1/v3kV 0.5/50VA |  | 121EL-VT | 3GB |  | 12H | COMM | CS03 | Z001 | V |  | F | RM | PD | ZABB | HGQ | 3410121000 | PC |  | 1 | CNSHZEN2 | [5 empty] | 1 | 0 | PC | 2016-06-27 | 0 | PC
VTS-D3510-8020S | JDZX11-35R 35/v3¦.1/v3kV,100VA/0.5 W. TU |  | 121EL | 3GB |  | 12H | COMM | CS03 | Z001 | V |  | F | RM | PD | ZABB | HGQ | 3410120000 | PC |  | 1 | Y_PPM_01 | [5 empty] | 1 | 0 | PC | 2007-12-04 | 0 | PC
VTS-D3510-8020S-1 | JDZX11-35R 35/v3 .1/v3kV,100VA/0.5 W. TU |  | 121EL-VT | 3GB |  | 12H | COMM | CS03 | Z001 | V |  | F | RM | PD | ZABB | HGQ | 3410121000 | PC |  | 1 | T_GUIHUA_YE | [5 empty] | 1 | 0 | PC | 2012-07-16 | 0 | PC
VTS-D3510-H010 | JDZX11-35W 35/v3¦.1/v3kV 0.2/25VA |  | 121EL-VT | 3GB |  | 12H | COMM | CS03 | Z001 | V |  | F | RM | PD | ZABB | HGQ | 3410121000 | PC |  | 1 | CNXIHE4 | [5 empty] | 1 | 0 | PC | 2009-04-16 | 0 | PC
VTS-D3510-H010-1 | JDZX11-35R 35/v3 .1/v3,25VA/0.2, |  | 121EL-VT | 3GB |  | 12H | COMM | CS03 | Z001 | V |  | F | RM | PD | ZABB | HGQ | 3410121000 | PC |  | 1 | T_GUIHUA_YE | [5 empty] | 1 | 0 | PC | 2011-11-14 | 0 | PC
VTS-D3510-I010 | JDZX11-35W 35/v3 .1/v3kV 20VA/0.2 |  | 121EL-VT | 3GB |  | 12H | COMM | CS03 | Z001 | V |  | F | RM | PD | ZABB | HGQ | 3410121000 | PC |  | 1 | T_GUIHUA_YE | [5 empty] | 1 | 0 | PC | 2013-05-28 | 0 | PC
VTS-D3510-I010S | JDZX11-35R 35/v3 0.1/v3kV 20VA/CL0.2 |  | 121EL-VT | 3GB |  | 12H | COMM | CS03 | Z001 | V |  | F | RM | PD | ZABB | HGQ | 3410121000 | PC |  | 1 | CNGELI3 | [5 empty] | 1 | 0 | PC | 2019-12-06 | 0 | PC
VTS-D3510-I010S1 | JDZX11-35R 35/v3 0.1/v3kV |  | 121EL-VT | 3GB |  | 12H | COMM | CS03 | Z001 | V |  | F | RM | PD | ZABB | HGQ | 3410121000 | PC |  | 1 | CNJISU10 | [5 empty] | 1 | 0 | PC | 2021-10-14 | 0 | PC
VTS-D3510-L010 | JDZX11-35W 35/v3 0.1/v3 kV 10VA/CL0.2 |  | 121EL-VT | 3GB |  | 12H | COMM | CS03 | Z001 | V |  | F | RM | PD | ZABB | HGQ | 3410121000 | PC |  | 1 | T_GUIHUA_YE | [5 empty] | 1 | 0 | PC | 2014-03-13 | 0 | PC
VTS-D3511-1813 | JDZX11-35W 35/v3 .1/v3 .1/3kV,15VA/0.2,3 |  | 121EL-VT | 3GB |  | 12H | COMM | CS03 | Z001 | V |  | F | RM | PD | ZABB | HGQ | 3410121000 | PC |  | 1 | T_GUIHUA_YE | [5 empty] | 1 | 0 | PC | 2011-11-01 | 0 | PC
VTS-D3511-2413 | JDZX11-35W 35/v3 .1/v3 .1/3kV 30VA/CL0.2 |  | 121EL-OT | 3GB |  | 12H | COMM | CS03 | Z001 | V |  | F | RM | PD | ZABB | HGQ | 3410121000 | PC |  | 1 | T_GUIHUA_YE | [5 empty] | 1 | 0 | PC | 2012-11-21 | 0 | PC
VTS-D3511-2413S | JDZX13-35R 35/v3 .1/v3 .1/3kV,30VA/0.2,1 |  | 121EL-VT | 3GB |  | 12H | COMM | CS03 | Z001 | V |  | F | RM | PD | ZABB | HGQ | 3410121000 | PC |  | 1 | CNXIHE4 | [5 empty] | 1 | 0 | PC | 2012-09-06 | 0 | PC
VTS-D3511-2413S-1 | JDZX11-35R 35/v3 .1/v3 .1/3kV,30VA/0.2,5 |  | 121EL-VT | 3GB |  | 12H | COMM | CS03 | Z001 | V |  | F | RM | PD | ZABB | HGQ | 3410121000 | PC |  | 1 | T_GUIHUA_YE | [5 empty] | 1 | 0 | PC | 2013-03-06 | 0 | PC
VTS-D3511-2421S | JDZX11-35R 35/v3 .1/v3 .1/3kV CL0.5/6P |  | 121EL-VT | 3GB |  | 12H | COMM | CS03 | Z001 | V |  | F | RM | PD | ZABB | HGQ | 3410121000 | PC |  | 1 | CNXIHE4 | [5 empty] | 1 | 0 | PC | 2013-10-22 | 0 | PC
VTS-D3511-2423 | JDZX9-35G 35/v3 .1/v3 .1/3kV |  | 121EL-VT | 3GB |  | 12H | COMM | CS03 | Z001 | V |  | F | RM | PD | ZABB | HGQ | 3410121000 | PC |  | 1 | T_GUIHUA_YE | [5 empty] | 1 | 0 | PC | 2012-08-21 | 0 | PC
VTS-D3511-2423-1 | JDZX-35A 35/v3 .1/v3 .1/3kV,30VA/0.5;50 |  | 121EL-VT | 3GB |  | 12H | COMM | CS03 | Z001 | V |  | F | RM | PD | ZABB | HGQ | 3410121000 | PC |  | 1 | T_GUIHUA_YE | [5 empty] | 1 | 0 | PC | 2012-09-14 | 0 | PC
VTS-D3511-2423-2 | JDZX-35B 35/v3 .1/v3 .1/3kV,30VA/0.5;50 |  | 121EL-VT | 3GB |  | 12H | COMM | CS03 | Z001 | V |  | F | RM | PD | ZABB | HGQ | 3410121000 | PC |  | 1 | T_GUIHUA_YE | [5 empty] | 1 | 0 | PC | 2012-09-14 | 0 | PC
VTS-D3511-2423-3 | JDZX-35C 35/v3 .1/v3 .1/3kV,30VA/0.5;50 |  | 121EL-VT | 3GB |  | 12H | COMM | CS03 | Z001 | V |  | F | RM | PD | ZABB | HGQ | 3410121000 | PC |  | 1 | T_GUIHUA_YE | [5 empty] | 1 | 0 | PC | 2012-09-14 | 0 | PC
VTS-D3511-2423S | JDZX11-35R 35/v3 0.1/v3 0.1/3kV 0.5/3P |  | 121EL-VT | 3GB |  | 12H | COMM | CS03 | Z001 | V |  | F | RM | PD | ZABB | HGQ | 3410121000 | PC |  | 1 | CNGELI3 | [5 empty] | 1 | 0 | PC | 2019-07-24 | 0 | PC
VTS-D3511-2811 | JDZX11-35W 35/v3¦.1/v3¦.1/3kV,30VA/0.2,1 |  | 121EL-VT | 3GB |  | 12H | COMM | CS03 | Z001 | V |  | F | RM | PD | ZABB | HGQ | 3410121000 | PC |  | 1 | CNXIHE4 | [5 empty] | 1 | 0 | PC | 2010-05-28 | 0 | PC
VTS-D3511-2811S | JDZX11-35R 35/v3¦.1/v3¦.1/3kV 0.2/6P |  | 121EL-VT | 3GB |  | 12H | COMM | CS03 | Z001 | V |  | F | RM | PD | ZABB | HGQ | 3410121000 | PC |  | 1 | CNXIHE4 | [5 empty] | 1 | 0 | PC | 2009-06-07 | 0 | PC
VTS-D3511-2811S-1 | JDZX11-35R 35/v3,0.1/v3,0.1/3kV 0.2/6P |  | 121EL-VT | 3GB |  | 12H | COMM | CS03 | Z001 | V |  | F | RM | PD | ZABB | HGQ | 3410121000 | PC |  | 1 | CNDUYAN | [5 empty] | 1 | 0 | PC | 2018-03-01 | 0 | PC
VTS-D3511-2813 | JDZX11-35W 35/v3¦.1/v3¦.1/3kV,30VA/0.2,1 |  | 121EL-VT | 3GB |  | 12H | COMM | CS03 | Z001 | V |  | F | RM | PD | ZABB | HGQ | 3410121000 | PC |  | 1 | CNXIHE4 | [5 empty] | 1 | 0 | PC | 2009-11-04 | 0 | PC
VTS-D3511-2813-2 | JDZX9-35G 35/v3 .1/v3 .1/3kV,30VA/0.2,1 |  | 121EL-VT | 3GD |  | 129 | COMM | CS03 | Z001 | V |  | F | RM | PD | ZABB | HGQ | 3410121000 | PC |  | 1 | CNSHYE6 | [5 empty] | 1 | 0 | PC | 2020-10-30 | 0 | PC
VTS-D3511-2813S | JDZX11-35R 35/v3¦.1/v3¦.1/3kV,30VA/0.2,1 |  | 121EL | 3GB |  | 12H | COMM | CS03 | Z001 | V |  | F | RM | PD | ZABB | HGQ | 3410121000 | PC |  | 1 | CNXIHE4 | [5 empty] | 1 | 0 | PC | 2008-08-08 | 0 | PC
VTS-D3511-2813S-1 | JDZX11-35R 35/v3 .1/v3 .1/3kV,30VA/0.2,1 |  | 121EL-VT | 3GD |  | 129 | COMM | CS03 | Z001 | V |  | F | RM | PD | ZABB | HGQ | 3410121000 | PC |  | 1 | CNSHYE6 | [5 empty] | 1 | 0 | PC | 2020-10-30 | 0 | PC
VTS-D3511-2821 | JDZX11-35W,35/v3 .1/v3 .1/3kV,30VA/0.5, |  | 121EL-VT | 3GB |  | 12H | COMM | CS03 | Z001 | V |  | F | RM | PD | ZABB | HGQ | 3410121000 | PC |  | 1 | CNSOLIN2 | [5 empty] | 1 | 0 | PC | 2013-11-29 | 0 | PC
VTS-D3511-2821S | JDZX11-35R 35000/v3 100/v3 100/3V 30VA/ |  | 121EL-VT | 3GB |  | 12H | COMM | CS03 | Z001 | V |  | F | RM | PD | ZABB | HGQ | 3410121000 | PC |  | 1 | CNXIHE4 | [5 empty] | 1 | 0 | PC | 2010-11-25 | 0 | PC
VTS-D3511-2823 | JDZX9-35G 35/v3 .1/v3 .1/3kV |  | 121EL-VT | 3GB |  | 12H | COMM | CS03 | Z001 | V |  | F | RM | PD | ZABB | HGQ | 3410121000 | PC |  | 1 | CNSHZEN2 | [5 empty] | 1 | 0 | PC | 2016-07-29 | 0 | PC
VTS-D3511-2823S | JDZX11-35R 35/v3 0.1/v3 0.1/3kV 0.5/3P |  | 121EL-VT | 3GB |  | 12H | COMM | CS03 | Z001 | V |  | F | RM | PD | ZABB | HGQ | 3410121000 | PC |  | 1 | CNXIHE4 | [5 empty] | 1 | 0 | PC | 2014-12-03 | 0 | PC
VTS-D3511-2893 | JDZX11-35W 35/v3 0.1/v3 0.1/3kV CL0.5(3P |  | 121EL-VT | 3GB |  | 12H | COMM | CS03 | Z001 | V |  | F | RM | PD | ZABB | HGQ | 3410121000 | PC |  | 1 | CNXIHE4 | [5 empty] | 1 | 0 | PC | 2015-03-17 | 0 | PC
VTS-D3511-2J23S | JDZX11-35R 35000/v3 100/v3 100/3V W.TUBE |  | 121EL-VT | 3GB |  | 12H | COMM | CS03 | Z001 | V |  | F | RM | PD | ZABB | HGQ | 3410121000 | PC |  | 1 | T_GUIHUA_YE | [5 empty] | 1 | 0 | PC | 2012-02-22 | 0 | PC
VTS-D3511-3811 | JDZX11 35/?¦.1/?¦.1/3KV 45/100VA 0.2/6P |  | 121EL | 3GB |  | 12H | COMM | CS03 | Z001 | V |  | F | EL | PD | ZABB | HGQ | 3410120000 | PC |  | 1 | Y_PPM_01 | [5 empty] | 1 | 0 | PC | 2007-12-04 | 0 | PC
VTS-D3511-3811S | JDZX11-35R 35/v3¦.1/v3¦.1/3kV,45VA/0.2,1 |  | 121EL | 3GB |  | 12H | COMM | CS03 | Z001 | V |  | F | RM | PD | ZABB | HGQ | 3410120000 | PC |  | 1 | Y_PPM_01 | [5 empty] | 1 | 0 | PC | 2007-12-04 | 0 | PC
VTS-D3511-3813 | JDZX11-35W 35/v3¦.1/v3¦.1/3kV,45VA/0.2,1 |  | 121EL | 3GB |  | 12H | COMM | CS03 | Z001 | V |  | F | EL | PD | ZABB | HGQ | 3410120000 | PC |  | 1 | Y_PPM_01 | [5 empty] | 1 | 0 | PC | 2007-12-04 | 0 | PC
VTS-D3511-3813S | JDZX11-35R 35/v3¦.1/v3¦.1/3kV,45VA/0.2,1 |  | 121EL | 3GB |  | 12H | COMM | CS03 | Z001 | V |  | F | EL | PD | ZABB | HGQ | 3410120000 | PC |  | 1 | Y_PPM_01 | [5 empty] | 1 | 0 | PC | 2007-12-04 | 0 | PC
VTS-D3511-3813S-NP | JDZX11-35R 35/v3¦.1/v3¦.1/3kV,45VA/0.2,1 |  | 121EL-VT |  |  | B03 | COMM | CS03 | Z001 | V |  | F | RM | PD | ZABB | HGQ | 3410121000 | PC |  | 1 | CNXIHE4 | [5 empty] | 1 | 0 | PC | 2011-04-28 | 0 | PC
VTS-D3511-4421S | JDZX11-35R 35/v3 .1/v3 .1/3kV |  | 121EL-VT | 3GB |  | 12H | COMM | CS03 | Z001 | V |  | F | RM | PD | ZABB | HGQ | 3410121000 | PC |  | 1 | CNXIHE4 | [5 empty] | 1 | 0 | PC | 2012-03-31 | 0 | PC
VTS-D3511-4421S-1 | JDZX11-35R 35000/v3 100/v3 100/3V |  | 121EL-VT | 3GB |  | 12H | COMM | CS03 | Z001 | V |  | F | RM | PD | ZABB | HGQ | 3410121000 | PC |  | 1 | CNXIHE4 | [5 empty] | 1 | 0 | PC | 2017-10-16 | 0 | PC
VTS-D3511-4423 | JDZX11-35W 35/v3 .1/v3 .1/3kV,50VA/0.5,5 |  | 121EL-VT | 3GB |  | 12H | COMM | CS03 | Z001 | V |  | F | RM | PD | ZABB | HGQ | 3410121000 | PC |  | 1 | T_GUIHUA_YE | [5 empty] | 1 | 0 | PC | 2011-10-28 | 0 | PC
VTS-D3511-4423-1 | JDZX9-35G 35/v3 .1/v3 .1/3kV |  | 121EL-VT | 3GB |  | 12H | COMM | CS03 | Z001 | V |  | F | RM | PD | ZABB | HGQ | 3410121000 | PC |  | 1 | T_GUIHUA_YE | [5 empty] | 1 | 0 | PC | 2012-08-23 | 0 | PC
VTS-D3511-4423-2 | JDZX9-35W2 35/v3 .1/v3 .1/3kV CL0.5/3P |  | 121EL-VT |  |  | B03 | COMM | CS03 | Z001 | V |  | F | RM | PD | ZABB | HGQ | 3410121000 | PC |  | 1 | T_GUIHUA_YE | [5 empty] | 1 | 0 | PC | 2012-08-23 | 0 | PC
VTS-D3511-4423S | JDZX11-35R 35/v3¦.1/v3¦.1/3kV,50VA/0.5,5 |  | 121EL | 3GB |  | 12H | COMM | CS03 | Z001 | V |  | F | EL | PD | ZABB | HGQ | 3410120000 | PC |  | 1 | Y_PPM_01 | [5 empty] | 1 | 0 | PC | 2007-12-04 | 0 | PC
VTS-D3511-4423S-1 | JDZX11-35R 35/v3 0.1/v3 0.1/3kV 0.5/3P |  | 121EL-VT | 3GB |  | 12H | COMM | CS03 | Z001 | V |  | F | RM | PD | ZABB | HGQ | 3410121000 | PC |  | 1 | CNGELI3 | [5 empty] | 1 | 0 | PC | 2019-11-29 | 0 | PC
VTS-D3511-4813 | JDZX11-35W 35/v3 .1/v3 .1/3kV, |  | 121EL-VT | 3GB |  | 12H | COMM | CS03 | Z001 | V |  | F | RM | PD | ZABB | HGQ | 3410121000 | PC |  | 1 | CNGELI3 | [5 empty] | 1 | 0 | PC | 2020-01-03 | 0 | PC
VTS-D3511-4821 | JDZX9-35G 35/v3 0.1/v3 0.1/3 kV 50VA/CL0 |  | 121EL-VT | 3GB |  | 12H | COMM | CS03 | Z001 | V |  | F | RM | PD | ZABB | HGQ | 3410121000 | PC |  | 1 | T_GUIHUA_YE | [5 empty] | 1 | 0 | PC | 2014-08-08 | 0 | PC
VTS-D3511-4823 | JDZX11-35W 35/v3¦.1/v3¦.1/3kV,50VA/0.5,1 |  | 121EL | 3GB |  | 12H | COMM | CS03 | Z001 | V |  | F | RM | PD | ZABB | HGQ | 3410120000 | PC |  | 1 | Y_PPM_01 | [5 empty] | 1 | 0 | PC | 2007-12-04 | 0 | PC
VTS-D3511-4823-2 | JDZX9-35G 35/v3 0.1/v3 0.1/3kV CL0.5/3P |  | 121EL-VT | 3GB |  | 12H | COMM | CS03 | Z001 | V |  | F | RM | PD | ZABB | HGQ | 3410121000 | PC |  | 1 | CNXIHE4 | [5 empty] | 1 | 0 | PC | 2013-07-18 | 0 | PC
VTS-D3511-4823-3 | JDZX11-35W 35/v3 0.1/v3 0.1/3kV CL0.5/3P |  | 121EL-VT | 3GB |  | 12H | COMM | CS03 | Z001 | V |  | F | RM | PD | ZABB | HGQ | 3410121000 | PC |  | 1 | CNSHZEN2 | [5 empty] | 1 | 0 | PC | 2016-03-30 | 0 | PC
VTS-D3511-4823S | JDZX11-35R 35/v3¦.1/v3¦.1/3kV 0.5/3P |  | 121EL | 3GB |  | 12H | COMM | CS03 | Z001 | V |  | F | RM | PD | ZABB | HGQ | 3410120000 | PC |  | 1 | Y_PPM_01 | [5 empty] | 1 | 0 | PC | 2007-12-04 | 0 | PC
VTS-D3511-5423S | JDZX11-35R 35000/v3 100/v3 100/3V W.TUBE |  | 121EL-VT | 3GB |  | 12H | COMM | CS03 | Z001 | V |  | F | RM | PD | ZABB | HGQ | 3410121000 | PC |  | 1 | CNXIHE4 | [5 empty] | 1 | 0 | PC | 2013-07-24 | 0 | PC
VTS-D3511-5523S | JDZX11-35R 35/v3¦0.1/v3¦0.1/3kV,60VA/0.5 |  | 121EL | 3GB |  | 12H | COMM | CS03 | Z001 | V |  | F | RM | PD | ZABB | HGQ | 3410120000 | PC |  | 1 | Y_PPM_01 | [5 empty] | 1 | 0 | PC | 2007-12-04 | 0 | PC
VTS-D3511-5723 | JDZX-35A 35/v3 .1/v3 .1/3kV,50VA/0.5;90 |  | 121EL-VT | 3GB |  | 12H | COMM | CS03 | Z001 | V |  | F | RM | PD | ZABB | HGQ | 3410121000 | PC |  | 1 | CNXIHE4 | [5 empty] | 1 | 0 | PC | 2011-07-04 | 0 | PC
VTS-D3511-5723-1 | JDZX-35B 35/v3 .1/v3 .1/3kV,50VA/0.5;90 |  | 121EL-VT | 3GB |  | 12H | COMM | CS03 | Z001 | V |  | F | RM | PD | ZABB | HGQ | 3410121000 | PC |  | 1 | CNXIHE4 | [5 empty] | 1 | 0 | PC | 2011-07-04 | 0 | PC
VTS-D3511-5723-2 | JDZX-35C 35/v3 .1/v3 .1/3kV,50VA/0.5;90 |  | 121EL-VT | 3GB |  | 12H | COMM | CS03 | Z001 | V |  | F | RM | PD | ZABB | HGQ | 3410121000 | PC |  | 1 | CNXIHE4 | [5 empty] | 1 | 0 | PC | 2011-07-04 | 0 | PC
VTS-D3511-5821 | JDZX11-35R 35/v3 .1/v3 .1/3kV |  | 121EL-VT | 3GB |  | 12H | COMM | CS03 | Z001 | V |  | F | RM | PD | ZABB | HGQ | 3410121000 | PC |  | 1 | T_GUIHUA_YE | [5 empty] | 1 | 0 | PC | 2011-10-21 | 0 | PC
VTS-D3511-5823S | JDZX11-35R 35000/v3 100/v3 100/3V |  | 121EL-VT | 3GB |  | 12H | COMM | CS03 | Z001 | V |  | F | RM | PD | ZABB | HGQ | 3410121000 | PC |  | 1 | CNJISU10 | [5 empty] | 1 | 0 | PC | 2022-01-11 | 0 | PC
VTS-D3511-6721 | JDZX9-35G 35/v3 0.1/v3 0.1/3kV CL0.5/6P |  | 121EL-VT | 3GB |  | 12H | COMM | CS03 | Z001 | V |  | F | RM | PD | ZABB | HGQ | 3410121000 | PC |  | 1 | CNZHZHA51 | [5 empty] | 1 | 0 | PC | 2020-02-14 | 0 | PC
VTS-D3511-6723-A | JDZX-35A 35/v3¦.1/v3¦.1/3kV,75VA/0.5;90 |  | 121EL | 3GB |  | 12H | COMM | CS03 | Z001 | V |  | F | RM | PD | ZABB | HGQ | 3410120000 | PC |  | 1 | Y_PPM_01 | [5 empty] | 1 | 0 | PC | 2007-12-04 | 0 | PC
VTS-D3511-6723-B | JDZX-35B 35/v3¦.1/v3¦.1/3kV,75VA/0.5;90 |  | 121EL | 3GB |  | 12H | COMM | CS03 | Z001 | V |  | F | RM | PD | ZABB | HGQ | 3410120000 | PC |  | 1 | Y_PPM_01 | [5 empty] | 1 | 0 | PC | 2007-12-04 | 0 | PC
VTS-D3511-6723-C | JDZX-35C 35/v3¦.1/v3¦.1/3kV,75VA/0.5;90 |  | 121EL | 3GB |  | 12H | COMM | CS03 | Z001 | V |  | F | RM | PD | ZABB | HGQ | 3410120000 | PC |  | 1 | Y_PPM_01 | [5 empty] | 1 | 0 | PC | 2007-12-04 | 0 | PC
VTS-D3511-6723S | JDZX11-35R 35000/v3 100/v3 100/3V W. TU |  | 121EL-VT | 3GB |  | 12H | COMM | CS03 | Z001 | V |  | F | RM | PD | ZABB | HGQ | 3410121000 | PC |  | 1 | CNXIHE4 | [5 empty] | 1 | 0 | PC | 2012-09-06 | 0 | PC
VTS-D3511-6821S | JDZX11-35R 35000/v3 100/v3 100/3V W. TU |  | 121EL-VT |  |  | B03 | COMM | CS03 | Z001 | V |  | F | RM | PD | ZABB | HGQ | 3410121000 | PC |  | 1 | CNXIHE4 | [5 empty] | 1 | 0 | PC | 2013-02-01 | 0 | PC
VTS-D3511-6821S-1 | JDZX11-35R 35000/v3 100/v3 100/3V |  | 121EL-VT | 3GB |  | 12H | COMM | CS03 | Z001 | V |  | F | RM | PD | ZABB | HGQ | 3410121000 | PC |  | 1 | CNXIHE4 | [5 empty] | 1 | 0 | PC | 2013-03-08 | 0 | PC
VTS-D3511-6823 | JDZX9-35G 35/v3 0.1/v3 0.1/3kV |  | 121EL-VT | 3GB |  | 12H | COMM | CS03 | Z001 | V |  | F | RM | PD | ZABB | HGQ | 3410121000 | PC |  | 1 | CNDUYAN | [5 empty] | 1 | 0 | PC | 2020-10-28 | 0 | PC
VTS-D3511-6823S | JDZX11-35R 35/v3 0.1/v3 0.1/3kV 75/100 |  | 121EL-VT | 3GB |  | 12H | COMM | CS03 | Z001 | V |  | F | RM | PD | ZABB | HGQ | 3410121000 | PC |  | 1 | CNWEZHO25 | [5 empty] | 1 | 0 | PC | 2021-11-17 | 0 | PC
VTS-D3511-7723S | JDZX11-35R 35/v3 0.1/v3 0.1/3kV 0.5/3P |  | 121EL-VT | 3GB |  | 12H | COMM | CS03 | Z001 | V |  | F | RM | PD | ZABB | HGQ | 3410121000 | PC |  | 1 | CNGELI3 | [5 empty] | 1 | 0 | PC | 2019-07-24 | 0 | PC
VTS-D3511-7823 | JDZX9-35G 35/v3 0.1/v3 0.1/3kV CL0.5/3P |  | 121EL-VT | 3GB |  | 12H | COMM | CS03 | Z001 | V |  | F | RM | PD | ZABB | HGQ | 3410121000 | PC |  | 1 | CNXIHE4 | [5 empty] | 1 | 0 | PC | 2014-01-21 | 0 | PC
VTS-D3511-7823S | JDZX11-35R 35/v3¦.1/v3¦.1/3kV,90VA/0.5,1 |  | 121EL | 3GB |  | 12H | COMM | CS03 | Z001 | V |  | F | EL | PD | ZABB | HGQ | 3410120000 | PC |  | 1 | Y_PPM_01 | [5 empty] | 1 | 0 | PC | 2007-12-04 | 0 | PC
VTS-D3511-7A21S | JDZX11-35R 35000/v3 100/v3 100/3V |  | 121EL-VT | 3GB |  | 12H | COMM | CS03 | Z001 | V |  | F | RM | PD | ZABB | HGQ | 3410121000 | PC |  | 1 | CNXIHE4 | [5 empty] | 1 | 0 | PC | 2013-02-28 | 0 | PC
VTS-D3511-8423 | JDZX11-35W 35/v3¦.1/v3¦.1/3kV,100VA/0.5, |  | 121EL-VT | 3GB |  | 12H | COMM | CS03 | Z001 | V |  | F | RM | PD | ZABB | HGQ | 3410121000 | PC |  | 1 | CNSOLIN2 | [5 empty] | 1 | 0 | PC | 2014-10-30 | 0 | PC
VTS-D3511-8821 | JDZX11-35W 35/v3¦.1/v3¦.1/3kV,100VA/0.5, |  | 121EL | 3GB |  | 12H | COMM | CS03 | Z001 | V |  | F | EL | PD | ZABB | HGQ | 3410120000 | PC |  | 1 | Y_PPM_01 | [5 empty] | 1 | 0 | PC | 2007-12-04 | 0 | PC
VTS-D3511-8821-1 | JDZX9-35G 35/v3 .1/v3 .1/3kV,100VA/0.5 |  | 121EL-VT | 3GB |  | 12H | COMM | CS03 | Z001 | V |  | F | RM | PD | ZABB | HGQ | 3410121000 | PC |  | 1 | T_GUIHUA_YE | [5 empty] | 1 | 0 | PC | 2012-12-10 | 0 | PC
VTS-D3511-8821S | JDZX11-35R 35/v3¦.1/v3¦.1/3kV,100VA/0.5, |  | 121EL | 3GB |  | 12H | COMM | CS03 | Z001 | V |  | F | RM | PD | ZABB | HGQ | 3410120000 | PC |  | 1 | Y_PPM_01 | [5 empty] | 1 | 0 | PC | 2007-12-04 | 0 | PC
VTS-D3511-8821S-1 | JDZX11-35R 35/v3 .1/v3 .1/3kV 0.5/6P |  | 121EL-VT | 3GB |  | 12H | COMM | CS03 | Z001 | V |  | F | RM | PD | ZABB | HGQ | 3410121000 | PC |  | 1 | CNSHZEN2 | [5 empty] | 1 | 0 | PC | 2016-07-19 | 0 | PC
VTS-D3511-8823 | JDZX11-35W 35/v3¦.1/v3¦.1/3kV,100VA/0.5, |  | 121EL | 3GB |  | 12H | COMM | CS03 | Z001 | V |  | F | EL | PD | ZABB | HGQ | 3410120000 | PC |  | 1 | Y_PPM_01 | [5 empty] | 1 | 0 | PC | 2007-12-04 | 0 | PC
VTS-D3511-8823-1 | JDZX11-35R 35/v3 0.1/v3 0.1/3 KV |  | 121EL-VT | 3GB |  | 12H | COMM | CS03 | Z001 | V |  | F | RM | PD | ZABB | HGQ | 3410121000 | PC |  | 1 | T_GUIHUA_YE | [5 empty] | 1 | 0 | PC | 2011-08-04 | 0 | PC
VTS-D3511-8823-2 | JDZX9-35G 35/v3 .1/v3 .1/3kV,100VA/0.5 |  | 121EL-VT | 3GB |  | 12H | COMM | CS03 | Z001 | V |  | F | RM | PD | ZABB | HGQ | 3410121000 | PC |  | 1 | CNXIHE4 | [5 empty] | 1 | 0 | PC | 2012-03-29 | 0 | PC
VTS-D3511-8823-3 | JDZX11-35W 35/v3 .1/v3 .1/3kV,100VA/0.5 |  | 121EL-VT | 3GB |  | 12H | COMM | CS03 | Z001 | V |  | F | RM | PD | ZABB | HGQ | 3410121000 | PC |  | 1 | CNXIHE4 | [5 empty] | 1 | 0 | PC | 2013-01-21 | 0 | PC
VTS-D3511-8823-4 | JDZX9-35G 35/v3 0.1/v3 0.1/3 100VA/CL0.5 |  | 121EL-VT | 3GB |  | 12H | COMM | CS03 | Z001 | V |  | F | RM | PD | ZABB | HGQ | 3410121000 | PC |  | 1 | CNSOLIN2 | [5 empty] | 1 | 0 | PC | 2014-02-24 | 0 | PC
VTS-D3511-8823-5 | JDZX9-35W2 35/v3 0.1/v3 0.1/3 100VA/CL0. |  | 121EL-VT |  |  | B03 | COMM | CS03 | Z001 | V |  | F | RM | PD | ZABB | HGQ | 3410121000 | PC |  | 1 | CNSOLIN2 | [5 empty] | 1 | 0 | PC | 2014-02-24 | 0 | PC
VTS-D3511-8823-6 | JDZX12-35G 35/v3 .1/v3 .1/3kV,100VA/0.5 |  | 121EL-VT | 3GB |  | 12H | COMM | CS03 | Z001 | V |  | F | RM | PD | ZABB | HGQ | 3410121000 | PC |  | 1 | CNSHZEN2 | [5 empty] | 1 | 0 | PC | 2016-01-27 | 0 | PC
VTS-D3511-8823S | JDZX11-35R 35/v3¦.1/v3¦.1/3kV,100VA/0.5, |  | 121EL | 3GB |  | 12H | COMM | CS03 | Z001 | V |  | F | EL | PD | ZABB | HGQ | 3410120000 | PC |  | 1 | Y_PPM_01 | [5 empty] | 1 | 0 | PC | 2007-12-04 | 0 | PC
VTS-D3511-8823S-1 | JDZX13-35R 35/v3.1/v3.1/3kV 100VA/CL0.5 |  | 121EL-VT | 3GB |  | 12H | COMM | CS03 | Z001 | V |  | F | RM | PD | ZABB | HGQ | 3410121000 | PC |  | 1 | T_GUIHUA_YE | [5 empty] | 1 | 0 | PC | 2011-11-25 | 0 | PC
VTS-D3511-8833S | JDZX11-35R 35/v3¦.1/v3¦.1/3kV,100VA/3P,1 |  | 121EL |  |  | 12Q | COMM | CS03 | Z001 | V |  | F | RM | PD | ZABB | HGQ | 3410120000 | PC |  | 1 | Y_PPM_01 | [5 empty] | 1 | 0 | PC | 2007-12-04 | 0 | PC
VTS-D3511-9823S | JDZX13-35R 35/v3.1/v3.1/3kV |  | 121EL-VT | 3GB |  | 12H | COMM | CS03 | Z001 | V |  | F | RM | PD | ZABB | HGQ | 3410121000 | PC |  | 1 | CNGELI3 | [5 empty] | 1 | 0 | PC | 2019-08-30 | 0 | PC
VTS-D3511-A223 | JDZX3-35CQ 35/v3 0.1/v3 0.1/3 kV |  | 121EL-VT | 3GB |  | 12H | COMM | CS03 | Z001 | V |  | F | RM | PD | ZABB | HGQ | 3410121000 | PC |  | 1 | CNJOCHE21 | [5 empty] | 1 | 0 | PC | 2021-10-15 | 0 | PC
VTS-D3511-AC21S | JDZX13-35R 35/v3.1/v3.1/3kV 150VA/CL0.5 |  | 121EL-VT | 3GB |  | 12H | COMM | CS03 | Z001 | V |  | F | RM | PD | ZABB | HGQ | 3410121000 | PC |  | 1 | CNNEWAN | [5 empty] | 1 | 0 | PC | 2012-11-02 | 0 | PC
VTS-D3511-C831 | JDZX11 35/?¦.1/?¦.1/3KV 200/100VA 1.0/6P |  | 121EL | 3GB |  | 120 | COMM | CS03 | Z001 | V |  | F | EL | PD | ZABB | HGQ | 3410120000 | PC |  | 1 | Y_PPM_01 | [5 empty] | 1 | 0 | PC | 2007-12-04 | 0 | PC
VTS-D3511-C833S | JDZX11-35R 35/v3¦.1/v3¦.1/3kV,200VA/1.0, |  | 121EL | 3GB |  | 12H | COMM | CS03 | Z001 | V |  | F | EL | PD | ZABB | HGQ | 3410120000 | PC |  | 1 | Y_PPM_01 | [5 empty] | 1 | 0 | PC | 2007-12-04 | 0 | PC
VTS-D3511-D813-1 | JDZX-35A 35000/v3 100/v3 100/3kV 25VA/CL |  | 121EL-VT | 3GB |  | 12H | COMM | CS03 | Z001 | V |  | F | RM | PD | ZABB | HGQ | 3410121000 | PC |  | 1 | CNXIHE4 | [5 empty] | 1 | 0 | PC | 2010-10-26 | 0 | PC
VTS-D3511-D813-2 | JDZX-35B 35000/v3 100/v3 100/3kV 25VA/CL |  | 121EL-VT | 3GB |  | 12H | COMM | CS03 | Z001 | V |  | F | RM | PD | ZABB | HGQ | 3410121000 | PC |  | 1 | CNXIHE4 | [5 empty] | 1 | 0 | PC | 2010-10-26 | 0 | PC
VTS-D3511-D813-3 | JDZX-35C 35000/v3 100/v3 100/3kV 25VA/CL |  | 121EL-VT | 3GB |  | 12H | COMM | CS03 | Z001 | V |  | F | RM | PD | ZABB | HGQ | 3410121000 | PC |  | 1 | CNXIHE4 | [5 empty] | 1 | 0 | PC | 2010-10-26 | 0 | PC
VTS-D3511-G813S | JDZX11-35R 35/v3 0.1/v3 0.1/3kV |  | 121EL-VT | 3GB |  | 12H | COMM | CS03 | Z001 | V |  | F | RM | PD | ZABB | HGQ | 3410121000 | PC |  | 1 | CNXIHE4 | [5 empty] | 1 | 0 | PC | 2012-11-21 | 0 | PC
VTS-D3511-G823S | JDZX11-35R 35/v3 .1/v3 .1/3kV 0.5/3P |  | 121EL-VT | 3GD |  | 12H | COMM | CS03 | Z001 | V |  | F | RM | PD | ZABB | HGQ | 3410121000 | PC |  | 1 | CNGELI3 | [5 empty] | 1 | 0 | PC | 2020-01-06 | 0 | PC
VTS-D3511-I413 | JDZX3-35CQ 35/v3 0.1/v3 0.1/3kV 0.2/3P |  | 121EL-VT | 3GB |  | 12H | COMM | CS03 | Z001 | V |  | F | RM | PD | ZABB | HGQ | 3410121000 | PC |  | 1 | CNXIHE4 | [5 empty] | 1 | 0 | PC | 2011-08-17 | 0 | PC
VTS-D3511-I821 | JDZX11-35W 35/v3¦.1/v3¦.1/3kV,20VA/0.5, |  | 121EL |  |  | 12Q | COMM | CS03 | Z001 | V |  | F | RM | PD | ZABB | HGQ | 3410121000 | PC |  | 1 | CNXIHE4 | [5 empty] | 1 | 0 | PC | 2008-09-22 | 0 | PC
VTS-D3511-J821S | JDZX11-35R 35/v3¦.1/v3¦.1/3kV 0.5/6P |  | 121EL | 3GB |  | 12H | COMM | CS03 | Z001 | V |  | F | RM | PD | ZABB | HGQ | 3410120000 | PC |  | 1 | Y_PPM_01 | [5 empty] | 1 | 0 | PC | 2007-12-04 | 0 | PC
VTS-D3511-LI1BS | JDZX11-35R 35/v3 0.1/v3 0.1/v3 |  | 121EL-VT | 3GB |  | 12H | COMM | CS03 | Z001 | V |  | F | RM | PD | ZABB | HGQ | 3410121000 | PC |  | 1 | CNJOCHE21 | [5 empty] | 1 | 0 | PC | 2021-12-01 | 0 | PC
VTS-D3511-LL93 | JDZX11-35W 35000/v3 100/v3 100/3V 10VA/C |  | 121EL-VT | 3GB |  | 12H | COMM | CS03 | Z001 | V |  | F | RM | PD | ZABB | HGQ | 3410121000 | PC |  | 1 | CNXIHE4 | [5 empty] | 1 | 0 | PC | 2012-09-27 | 0 | PC
VTS-D35111-115127 | JDZX9-35G-T 35/v3 .1/v3 .1/v3 .1/3kV |  | 121EL-VT | 3GB |  | 12H | COMM | CS03 | Z001 | V |  | F | RM | PD | ZABB | HGQ | 3410121000 | PC |  | 1 | CNMAZHA43 | [5 empty] | 1 | 0 | PC | 2020-04-09 | 0 | PC
VTS-D35111-118123S | JDZX11-35R 35/v3 .1/v3 .1/v3 .1/3kV W.TU |  | 121EL-VT | 3GB |  | 12H | COMM | CS03 | Z001 | V |  | F | RM | PD | ZABB | HGQ | 3410121000 | PC |  | 1 | T_GUIHUA_YE | [5 empty] | 1 | 0 | PC | 2012-08-24 | 0 | PC
VTS-D35111-138123S | JDZX11-35R 35/v3¦2x.1/v3¦.1/3kV,15VA/0.2 |  | 121EL | 3GB |  | 12Q | COMM | CS03 | Z001 | V |  | F | RM | PD | ZABB | HGQ | 3410120000 | PC |  | 1 | Y_PPM_01 | [5 empty] | 1 | 0 | PC | 2007-12-04 | 0 | PC
VTS-D35111-1I7123 | JDZX2-35CQ 35000/v3 100/v3 100/v3 100/3V |  | 121EL-VT | 3GB |  | 12H | COMM | CS03 | Z001 | V |  | F | RM | PD | ZABB | HGQ | 3410121000 | PC |  | 1 | CNXIHE4 | [5 empty] | 1 | 0 | PC | 2011-08-17 | 0 | PC
VTS-D35111-1I8123A | JDZX-35A 35/v3¦2x.1/v3¦.1/3kV 0.2 |  | 121EL | 3GB |  | 12H | COMM | CS03 | Z001 | V |  | F | EL | PD | ZABB | HGQ | 3410121000 | PC |  | 1 | CNWELAN | [5 empty] | 1 | 0 | PC | 2008-01-12 | 0 | PC
VTS-D35111-1I8123B | JDZX-35B 35/v3¦2x.1/v3¦.1/3kV 0.2/0.5/3P |  | 121EL | 3GB |  | 12H | COMM | CS03 | Z001 | V |  | F | EL | PD | ZABB | HGQ | 3410121000 | PC |  | 1 | CNWELAN | [5 empty] | 1 | 0 | PC | 2008-01-12 | 0 | PC
VTS-D35111-1I8123C | JDZX-35C 35/v3¦2x.1/v3¦.1/3kV 0.2/0.5/3P |  | 121EL | 3GB |  | 12H | COMM | CS03 | Z001 | V |  | F | EL | PD | ZABB | HGQ | 3410121000 | PC |  | 1 | CNWELAN | [5 empty] | 1 | 0 | PC | 2008-01-12 | 0 | PC
VTS-D35111-1I8123S | JDZX11-35R 35/v3 2x.1/v3 .1/3kV,15VA/0.2 |  | 121EL-VT | 3GB |  | 12H | COMM | CS03 | Z001 | V |  | F | RM | PD | ZABB | HGQ | 3410121000 | PC |  | 1 | CNXIHE4 | [5 empty] | 1 | 0 | PC | 2011-12-01 | 0 | PC
VTS-D35111-1I8193 | JDZX-35A 35000/v3 100/v3 100/v3 100/3KV |  | 121EL-VT | 3GB |  | 12H | COMM | CS03 | Z001 | V |  | F | RM | PD | ZABB | HGQ | 3410121000 | PC |  | 1 | CNXIHE4 | [5 empty] | 1 | 0 | PC | 2012-09-13 | 0 | PC
VTS-D35111-224123S | JDZX11-35R 35/v3¦2x.1/v3¦.1/3kV,30VA/0.2 |  | 121EL | 3GB |  | 12H | COMM | CS03 | Z001 | V |  | F | EL | PD | ZABB | HGQ | 3410120000 | PC |  | 1 | Y_PPM_01 | [5 empty] | 1 | 0 | PC | 2007-12-04 | 0 | PC
VTS-D35111-2241C3S | JDZX13-35R 35/v3 .1/v3 .1/v3 .1/3KV |  | 121EL-VT | 3GB |  | 12H | COMM | CS03 | Z001 | V |  | F | RM | PD | ZABB | HGQ | 3410121000 | PC |  | 1 | CNXIHE4 | [5 empty] | 1 | 0 | PC | 2016-07-06 | 0 | PC
VTS-D35111-224281S | JDZX11-35R 35/v3 .1/v3 .1/v3 .1/3kV |  | 121EL-VT | 3GB |  | 12H | COMM | CS03 | Z001 | V |  | F | RM | PD | ZABB | HGQ | 3410121000 | PC |  | 1 | CNGELI3 | [5 empty] | 1 | 0 | PC | 2020-01-17 | 0 | PC
VTS-D35111-228121 | JDZX11-35W 35/v3¦2x.1/v3¦.1/3kV,30VA/0.2 |  | 121EL | 3GB |  | 12H | COMM | CS03 | Z001 | V |  | F | RM | PD | ZABB | HGQ | 3410121000 | PC |  | 1 | CNXIHE4 | [5 empty] | 1 | 0 | PC | 2008-07-08 | 0 | PC
VTS-D35111-228121S | JDZX11-35R 35/v3¦2x.1/v3¦.1/3kV,30VA/0.2 |  | 121EL | 3GB |  | 12H | COMM | CS03 | Z001 | V |  | F | RM | PD | ZABB | HGQ | 3410120000 | PC |  | 1 | Y_PPM_01 | [5 empty] | 1 | 0 | PC | 2007-12-04 | 0 | PC
VTS-D35111-228123 | JDZX11-35W 35/v3¦2x.1/v3¦.1/3kV,30VA/0.2 |  | 121EL-VT | 3GB |  | 12H | COMM | CS03 | Z001 | V |  | F | RM | PD | ZABB | HGQ | 3410121000 | PC |  | 1 | CNXIHE4 | [5 empty] | 1 | 0 | PC | 2009-09-24 | 0 | PC
VTS-D35111-228123S | JDZX11-35R 35/v3¦2x.1/v3¦.1/3kV,30VA/0.2 |  | 121EL | 3GB |  | 12H | COMM | CS03 | Z001 | V |  | F | EL | PD | ZABB | HGQ | 3410120000 | PC |  | 1 | Y_PPM_01 | [5 empty] | 1 | 0 | PC | 2007-12-04 | 0 | PC
VTS-D35111-228191 | JDZX9-35G 35/v3 .1/v3 .1/v3 .1/3kV |  | 121EL-VT | 3GB |  | 12H | COMM | CS03 | Z001 | V |  | F | RM | PD | ZABB | HGQ | 3410121000 | PC |  | 1 | CNXIHE4 | [5 empty] | 1 | 0 | PC | 2011-06-11 | 0 | PC
VTS-D35111-228193 | JDZX9-35G 35/v3 2x.1/v3 .1/3kV,30VA/0.2 |  | 121EL-VT | 3GB |  | 12H | COMM | CS03 | Z001 | V |  | F | RM | PD | ZABB | HGQ | 3410121000 | PC |  | 1 | CNXIHE4 | [5 empty] | 1 | 0 | PC | 2013-06-08 | 0 | PC
VTS-D35111-228223 | JDZX9-35G 35/v3 2x.1/v3 .1/3kV |  | 121EL-VT | 3GB |  | 12H | COMM | CS03 | Z001 | V |  | F | RM | PD | ZABB | HGQ | 3410121000 | PC |  | 1 | CNXIHE4 | [5 empty] | 1 | 0 | PC | 2010-11-16 | 0 | PC
VTS-D35111-228C91 | JDZX9-35G-T 35/v3 .1/v3 .1/v3 .1/3kV |  | 121EL-VT | 3GB |  | 12H | COMM | CS03 | Z001 | V |  | F | RM | PD | ZABB | HGQ | 3410121000 | PC |  | 1 | CNJOCHE21 | [5 empty] | 1 | 0 | PC | 2021-09-28 | 0 | PC
VTS-D35111-248121S | JDZX13-35R 35/v3 .1/v3 .1/v3 .1/3kV |  | 121EL-VT | 3GB |  | 12H | COMM | CS03 | Z001 | V |  | F | RM | PD | ZABB | HGQ | 3410121000 | PC |  | 1 | CNXIHE4 | [5 empty] | 1 | 0 | PC | 2013-02-01 | 0 | PC
VTS-D35111-248193 | JDZX9-35G-T 35/v3 .1/v3 .1/v3 .1/3kV |  | 121EL-VT | 3GB |  | 12H | COMM | CS03 | Z001 | V |  | F | RM | PD | ZABB | HGQ | 3410121000 | PC |  | 1 | CNSHZHA9 | [5 empty] | 1 | 0 | PC | 2018-11-28 | 0 | PC
VTS-D35111-2581C3 | JDZX9-35G-T 35/v3 0.1/v3 0.1/v3 0.1/3kV |  | 121EL-VT |  |  | 129 | COMM | CS03 | Z001 | V |  | F | RM | PD | ZABB | HGQ | 3410121000 | PC |  | 1 | CNJOCHE21 | [5 empty] | 1 | 0 | PC | 2021-06-25 | 0 | PC
VTS-D35111-2G4191 | JDZX9-35G-T 35/v3 .1/v3 .1/v3 .1/3kV |  | 121EL-VT |  |  | 129 | COMM | CS03 | Z001 | V |  | F | RM | PD | ZABB | HGQ | 3410121000 | PC |  | 1 | CNGELI3 | [5 empty] | 1 | 0 | PC | 2019-12-23 | 0 | PC
VTS-D35111-2G4223S | JDZX11-35R 35/v3¦2x.1/v3¦.1/3kV 2X0.5/3P |  | 121EL | 3GB |  | 12H | COMM | CS03 | Z001 | V |  | F | RM | PD | ZABB | HGQ | 3410120000 | PC |  | 1 | Y_PPM_01 | [5 empty] | 1 | 0 | PC | 2007-12-31 | 0 | PC
VTS-D35111-2G8121S | JDZX13-35R 35/v3 .1/v3 .1/v3 .1/3kV |  | 121EL-VT | 3GB |  | 12H | COMM | CS03 | Z001 | V |  | F | RM | PD | ZABB | HGQ | 3410121000 | PC |  | 1 | CNXIHE4 | [5 empty] | 1 | 0 | PC | 2013-06-14 | 0 | PC
VTS-D35111-2G8123 | JDZX9-35G-T 35/v3 .1/v3 .1/v3 .1/3kV |  | 121EL-VT | 3GB |  | 12H | COMM | CS03 | Z001 | V |  | F | RM | PD | ZABB | HGQ | 3410121000 | PC |  | 1 | CNXIHE4 | [5 empty] | 1 | 0 | PC | 2016-08-03 | 0 | PC
VTS-D35111-2G8123S | JDZX13-35R 35/v3¦.1/v3¦.1/v3¦.1/3KV 0.2/ |  | 121EL | 3GB |  | 12H | COMM | CS03 | Z001 | V |  | F | RM | PD | ZABB | HGQ | 3410120000 | PC |  | 1 | Y_PPM_01 | [5 empty] | 1 | 0 | PC | 2007-12-04 | 0 | PC
VTS-D35111-2I4193S | JDZX11-35R 35/v3 .1/v3 .1/v3 .1/3kV |  | 121EL-VT | 3GB |  | 12H | COMM | CS03 | Z001 | V |  | F | RM | PD | ZABB | HGQ | 3410121000 | PC |  | 1 | CNJOCHE21 | [5 empty] | 1 | 0 | PC | 2022-03-10 | 0 | PC
VTS-D35111-2I8123 | JDZX11-35W 35/v3¦2x.1/v3¦.1/3kV,30VA/0.2 |  | 121EL | 3GB |  | 12H | COMM | CS03 | Z001 | V |  | F | EL | PD | ZABB | HGQ | 3410120000 | PC |  | 1 | Y_PPM_01 | [5 empty] | 1 | 0 | PC | 2007-12-04 | 0 | PC
VTS-D35111-2I8123S | JDZX11-35R 35/v3¦.1/v3¦.1/v3¦.1/3 |  | 121EL | 3GB |  | 12H | COMM | CS03 | Z001 | V |  | F | EL | PD | ZABB | HGQ | 3410120000 | PC |  | 1 | Y_PPM_01 | [5 empty] | 1 | 0 | PC | 2007-12-04 | 0 | PC
VTS-D35111-2I8211S | JDZX11-35R v3¦.1/v3¦.1¦v3¦.1/3 .5/.2/6P |  | 121EL | 3GB |  | 12H | COMM | CS03 | Z001 | V |  | F | EL | PD | ZABB | HGQ | 3410120000 | PC |  | 1 | Y_PPM_01 | [5 empty] | 1 | 0 | PC | 2007-12-04 | 0 | PC
VTS-D35111-2IG123S | JDZX11-35R 35/v3¦.1/v3¦.1/v3¦.1/3kV 0.2/ |  | 121EL | 3GB |  | 12H | COMM | CS03 | Z001 | V |  | F | RM | PD | ZABB | HGQ | 3410121000 | PC |  | 1 | CNXIHE4 | [5 empty] | 1 | 0 | PC | 2008-03-14 | 0 | PC
VTS-D35111-338213S | JDZX13-35R 35/v3 .1/v3 .1/v3 .1/3KV 0.2/ |  | 121EL-VT | 3GB |  | 12H | COMM | CS03 | Z001 | V |  | F | RM | PD | ZABB | HGQ | 3410121000 | PC |  | 1 | CNXIHE4 | [5 empty] | 1 | 0 | PC | 2012-11-27 | 0 | PC
VTS-D35111-414988 | JDZX12-35G 35/v3 2x0.1/v3 0.1/3kV |  | 121EL-VT | 3GB |  | 12H | COMM | CS03 | Z001 | V |  | F | RM | PD | ZABB | HGQ | 3410121000 | PC |  | 1 | CNSOLIN2 | [5 empty] | 1 | 0 | PC | 2015-01-20 | 0 | PC
VTS-D35111-428211S | JDZX13-35R 35/v3¦.1/v3¦.1/v3¦.1/3kV 0.5/ |  | 121EL | 3GB |  | 12H | COMM | CS03 | Z001 | V |  | F | RM | PD | ZABB | HGQ | 3410121000 | PC |  | 1 | CNXIHE4 | [5 empty] | 1 | 0 | PC | 2008-02-01 | 0 | PC
VTS-D35111-444181S | JDZX13-35R 35/v3 .1/v3 .1/v3 .1/3kV |  | 121EL-VT | 3GB |  | 12H | COMM | CS03 | Z001 | V |  | F | RM | PD | ZABB | HGQ | 3410121000 | PC |  | 1 | CNGELI3 | [5 empty] | 1 | 0 | PC | 2020-02-24 | 0 | PC
VTS-D35111-444223S | JDZX11-35R 35/v3¦2X.1/v3¦.1/3kV 2X0.5/3P |  | 121EL | 3GB |  | 12H | COMM | CS03 | Z001 | V |  | F | RM | PD | ZABB | HGQ | 3410121000 | PC |  | 1 | CNXIHE4 | [5 empty] | 1 | 0 | PC | 2008-01-15 | 0 | PC
VTS-D35111-445223 | JDZX11-35W 35/v3¦2x.1/v3¦.1/3kV,50VA/0.5 |  | 121EL | 3GB |  | 12H | COMM | CS03 | Z001 | V |  | F | RM | PD | ZABB | HGQ | 3410120000 | PC |  | 1 | Y_PPM_01 | [5 empty] | 1 | 0 | PC | 2007-12-04 | 0 | PC
VTS-D35111-446123S | JDZX13-35R 35/v3 0.1/v3 0.1/v3 0.1/3kV |  | 121EL-VT | 3GB |  | 12H | COMM | CS03 | Z001 | V |  | F | RM | PD | ZABB | HGQ | 3410121000 | PC |  | 1 | CNGELI3 | [5 empty] | 1 | 0 | PC | 2019-07-23 | 0 | PC
VTS-D35111-448121S | JDZX13-35R 35/v3 .1/v3 .1/v3 .1/3kV W.TU |  | 121EL-VT | 3GB |  | 12H | COMM | CS03 | Z001 | V |  | F | RM | PD | ZABB | HGQ | 3410121000 | PC |  | 1 | T_GUIHUA_YE | [5 empty] | 1 | 0 | PC | 2012-08-13 | 0 | PC
VTS-D35111-448123 | JDZX12-35G 35/v3 0.1/v3 0.1/v3 0.1/3kV |  | 121EL-VT | 3GB |  | 12H | COMM | CS03 | Z001 | V |  | F | RM | PD | ZABB | HGQ | 3410121000 | PC |  | 1 | CNXIHE4 | [5 empty] | 1 | 0 | PC | 2015-08-24 | 0 | PC
VTS-D35111-448123S | JDZX13-35R 35/v3¦.1/v3¦.1/v3¦.1/3KV 0.2/ |  | 121EL-VT | 3GB |  | 12H | COMM | CS03 | Z001 | V |  | F | RM | PD | ZABB | HGQ | 3410121000 | PC |  | 1 | CNXIHE4 | [5 empty] | 1 | 0 | PC | 2009-04-15 | 0 | PC
VTS-D35111-448191S | JDZX13-35R 35/v3 0.1/v3 0.1/v3 0.1/3 kV |  | 121EL-VT | 3GB |  | 12H | COMM | CS03 | Z001 | V |  | F | RM | PD | ZABB | HGQ | 3410121000 | PC |  | 1 | T_GUIHUA_YE | [5 empty] | 1 | 0 | PC | 2014-01-23 | 0 | PC
VTS-D35111-448193 | JDZX9-35BG-T 35/v3 .1/v3 .1/v3 .1/3kV |  | 121EL-VT | 3GB |  | 12H | COMM | CS03 | Z001 | V |  | F | RM | PD | ZABB | HGQ | 3410121000 | PC |  | 1 | CNSUYOU1 | [5 empty] | 1 | 0 | PC | 2018-04-17 | 0 | PC
VTS-D35111-448193S | JDZX13-35R 35/v3 .1/v3 .1/v3 .1/3kV |  | 121EL-VT | 3GB |  | 12H | COMM | CS03 | Z001 | V |  | F | RM | PD | ZABB | HGQ | 3410121000 | PC |  | 1 | CNXIHE4 | [5 empty] | 1 | 0 | PC | 2012-04-01 | 0 | PC
VTS-D35111-448197 | JDZX12-35G 35/v3 0.1/v3 0.1/v3 0.1/3kV |  | 121EL-VT | 3GB |  | 12H | COMM | CS03 | Z001 | V |  | F | RM | PD | ZABB | HGQ | 3410121000 | PC |  | 1 | CNDUYAN | [5 empty] | 1 | 0 | PC | 2020-09-14 | 0 | PC
VTS-D35111-448C91S | JDZX13-35R 35/v3 .1/v3 .1/v3 .1/3kV |  | 121EL-VT | 3GB |  | 12H | COMM | CS03 | Z001 | V |  | F | RM | PD | ZABB | HGQ | 3410121000 | PC |  | 1 | CNXIHE4 | [5 empty] | 1 | 0 | PC | 2013-10-15 | 0 | PC
VTS-D35111-668991S | JDZX13-35R 35/v3 0.1/v3 0.1/v3 0.1/3kV |  | 121EL-VT | 3GB |  | 12H | COMM | CS03 | Z001 | V |  | F | RM | PD | ZABB | HGQ | 3410121000 | PC |  | 1 | CNSAQIN | [5 empty] | 1 | 0 | PC | 2018-02-25 | 0 | PC
VTS-D35111-8882J3S | JDZX13-35R 35/v3 0.1/v3 0.1/v3 0.1/3kV W |  | 121EL-VT | 3GB |  | 12H | COMM | CS03 | Z001 | V |  | F | RM | PD | ZABB | HGQ | 3410121000 | PC |  | 1 | T_GUIHUA_YE | [5 empty] | 1 | 0 | PC | 2014-12-04 | 0 | PC
VTS-D35111-G22123S | JDZX13-35R 35/v3 .1/v3 .1/v3 .1/3kV 40VA |  | 121EL-VT | 3GB |  | 12H | COMM | CS03 | Z001 | V |  | F | RM | PD | ZABB | HGQ | 3410121000 | PC |  | 1 | CNXIHE4 | [5 empty] | 1 | 0 | PC | 2012-07-08 | 0 | PC
VTS-D35111-G22193S | JDZX11-35R 35/v3 .1/v3 .1/v3 .1/3kV |  | 121EL-VT | 3GB |  | 12H | COMM | CS03 | Z001 | V |  | F | RM | PD | ZABB | HGQ | 3410121000 | PC |  | 1 | CNXIHE4 | [5 empty] | 1 | 0 | PC | 2010-10-09 | 0 | PC
VTS-D35111-G28123S | JDZX13-35R 35/v3 .1/v3 .1/v3 .1/3kV |  | 121EL-VT | 3GB |  | 12H | COMM | CS03 | Z001 | V |  | F | RM | PD | ZABB | HGQ | 3410121000 | PC |  | 1 | CNXIHE4 | [5 empty] | 1 | 0 | PC | 2011-09-13 | 0 | PC
VTS-D35111-G2G123S | JDZX13-35R 35/v3 .1/v3 .1/v3 .1/3kV W.TU |  | 121EL-VT | 3GB |  | 12H | COMM | CS03 | Z001 | V |  | F | RM | PD | ZABB | HGQ | 3410121000 | PC |  | 1 | T_GUIHUA_YE | [5 empty] | 1 | 0 | PC | 2012-05-09 | 0 | PC
VTS-D35111-G46123S | JDZX13-35R 35/v3 .1/v3 .1/v3 .1/3kV W.TU |  | 121EL-VT | 3GB |  | 12H | COMM | CS03 | Z001 | V |  | F | RM | PD | ZABB | HGQ | 3410121000 | PC |  | 1 | CNXIHE4 | [5 empty] | 1 | 0 | PC | 2016-08-24 | 0 | PC
VTS-D35111-G48121 | JDZX13-35R 35/v3 .1/v3 .1/v3 .1/3KV 0.2/ |  | 121EL-VT | 3GB |  | 12H | COMM | CS03 | Z001 | V |  | F | RM | PD | ZABB | HGQ | 3410121000 | PC |  | 1 | CNXIHE4 | [5 empty] | 1 | 0 | PC | 2017-01-06 | 0 | PC
VTS-D35111-G48123S | JDZX13-35R 35/v3 .1/v3 .1/v3 .1/3kV |  | 121EL-VT | 3GB |  | 12H | COMM | CS03 | Z001 | V |  | F | RM | PD | ZABB | HGQ | 3410121000 | PC |  | 1 | CNXIHE4 | [5 empty] | 1 | 0 | PC | 2012-12-26 | 0 | PC
VTS-D35111-GG4123S | JDZX13-35R 35/v3 .1/v3 .1/v3 .1/3kV W.TU |  | 121EL-VT | 3GB |  | 12H | COMM | CS03 | Z001 | V |  | F | RM | PD | ZABB | HGQ | 3410121000 | PC |  | 1 | T_GUIHUA_YE | [5 empty] | 1 | 0 | PC | 2012-02-10 | 0 | PC
VTS-D35111-GG8123 | JDZX9-35G-T 35/v3¦0.1/v3¦0.1/v3¦0.1/3 k |  | 121EL-VT | 3GB |  | 12H | COMM | CS03 | Z001 | V |  | F | RM | PD | ZABB | HGQ | 3410121000 | PC |  | 1 | CNSHZEN2 | [5 empty] | 1 | 0 | PC | 2016-11-21 | 0 | PC
VTS-D35111-GG8123S | JDZX13-35R 35/v3 .1/v3 .1/v3 .1/3kV 40VA |  | 121EL-VT | 3GB |  | 12H | COMM | CS03 | Z001 | V |  | F | RM | PD | ZABB | HGQ | 3410121000 | PC |  | 1 | T_GUIHUA_YE | [5 empty] | 1 | 0 | PC | 2012-02-08 | 0 | PC
VTS-D35111-GG8193 | JDZX9-35G-T 35/v3 .1/v3 .1/v3 .1/3kV |  | 121EL-VT | 3GB |  | 12H | COMM | CS03 | Z001 | V |  | F | RM | PD | ZABB | HGQ | 3410121000 | PC |  | 1 | CNGELI3 | [5 empty] | 1 | 0 | PC | 2020-03-18 | 0 | PC
VTS-D35111-GG8223S | JDZX11-35R 35/v3¦2x.1/v3¦.1/3kV,40VA/0.5 |  | 121EL | 3GB |  | 12H | COMM | CS03 | Z001 | V |  | F | RM | PD | ZABB | HGQ | 3410120000 | PC |  | 1 | Y_PPM_01 | [5 empty] | 1 | 0 | PC | 2007-12-04 | 0 | PC
VTS-D35111-GI4123S | JDZX11-35R 35/v3¦2x.1/v3¦.1/3kV 0.2/0.5( |  | 121EL | 3GB |  | 12H | COMM | CS03 | Z001 | V |  | F | RM | PD | ZABB | HGQ | 3410121000 | PC |  | 1 | CNXIHE4 | [5 empty] | 1 | 0 | PC | 2008-04-23 | 0 | PC
VTS-D35111-GI8123 | JDZX9-35G-T 35/v3 0.1/v3 0.1/v3 0.1/3 kV |  | 121EL-VT | 3GB |  | 12H | COMM | CS03 | Z001 | V |  | F | RM | PD | ZABB | HGQ | 3410121000 | PC |  | 1 | CNMAZHA43 | [5 empty] | 1 | 0 | PC | 2019-12-04 | 0 | PC
VTS-D35111-GI8123S | JDZX11-35R 35/v3¦2x.1/v3¦.1/3kV,0.2/40,0 |  | 121EL | 3GB |  | 12H | COMM | CS03 | Z001 | V |  | F | EL | PD | ZABB | HGQ | 3410120000 | PC |  | 1 | Y_PPM_01 | [5 empty] | 1 | 0 | PC | 2007-12-04 | 0 | PC
VTS-D35111-H44123S | JDZX13-35R 35/v3 .1/v3 .1/v3 .1/3KV W.TU |  | 121EL-VT | 3GB |  | 12H | COMM | CS03 | Z001 | V |  | F | RM | PD | ZABB | HGQ | 3410121000 | PC |  | 1 | T_GUIHUA_YE | [5 empty] | 1 | 0 | PC | 2012-04-17 | 0 | PC
VTS-D35111-HG4121S | JDZX11-35R 25/40/50VA .2/.5/6P W. TUBE |  | 121EL | 3GB |  | 12H | COMM | CS03 | Z001 | V |  | F | EL | PD | ZABB | HGQ | 3410120000 | PC |  | 1 | Y_PPM_01 | [5 empty] | 1 | 0 | PC | 2007-12-04 | 0 | PC
VTS-D35111-HH8123S | JDZX11-35R 35/v3¦2x.1/v3¦.1/3kV,0.2/25 |  | 121EL | 3GB |  | 12H | COMM | CS03 | Z001 | V |  | F | RM | PD | ZABB | HGQ | 3410120000 | PC |  | 1 | Y_PPM_01 | [5 empty] | 1 | 0 | PC | 2007-12-04 | 0 | PC
VTS-D35111-HK8123S | JDZX11-35R 35/v3¦.1/v3¦.1/v3¦.1/3kV 0.2 |  | 121EL | 3GB |  | 12H | COMM | CS03 | Z001 | V |  | F | RM | PD | ZABB | HGQ | 3410120000 | PC |  | 1 | Y_PPM_01 | [5 empty] | 1 | 0 | PC | 2007-12-04 | 0 | PC
VTS-D35111-I22181S | JDZX11-35R 35/v3 2x.1/v3 .1/3kV,20VA/CL0 |  | 121EL-VT | 3GB |  | 12H | COMM | CS03 | Z001 | V |  | F | RM | PD | ZABB | HGQ | 3410121000 | PC |  | 1 | T_GUIHUA_YE | [5 empty] | 1 | 0 | PC | 2012-01-16 | 0 | PC
VTS-D35111-I24121S | JDZX11-35R 35/v3 .1/v3 .1/v3 .1/3kV |  | 121EL-VT | 3GB |  | 12H | COMM | CS03 | Z001 | V |  | F | RM | PD | ZABB | HGQ | 3410121000 | PC |  | 1 | T_GUIHUA_YE | [5 empty] | 1 | 0 | PC | 2013-06-03 | 0 | PC
VTS-D35111-I24123S | JDZX13-35R 35/v3 .1/v3 .1/v3 .1/3kV |  | 121EL-VT | 3GB |  | 12H | COMM | CS03 | Z001 | V |  | F | RM | PD | ZABB | HGQ | 3410121000 | PC |  | 1 | T_GUIHUA_YE | [5 empty] | 1 | 0 | PC | 2011-10-20 | 0 | PC
VTS-D35111-I24181 | JDZX11-35W 35/v3 .1/v3 .1/v3 .1/3kV |  | 121EL-VT | 3GB |  | 12H | COMM | CS03 | Z001 | V |  | F | RM | PD | ZABB | HGQ | 3410121000 | PC |  | 1 | CNGELI3 | [5 empty] | 1 | 0 | PC | 2020-02-24 | 0 | PC
VTS-D35111-I28113S | JDZX11-35R 35/V3¦0.1/V3¦0.1/V3¦0.1/3KV |  | 121EL-VT | 3GB |  | 12H | COMM | CS03 | Z001 | V |  | F | RM | PD | ZABB | HGQ | 3410121000 | PC |  | 1 | CNXIHE4 | [5 empty] | 1 | 0 | PC | 2017-11-27 | 0 | PC
VTS-D35111-I28121S | JDZX11-35R 35/v3 .1/v3 .1/v3 .1/3kV |  | 121EL-VT |  |  | B03 | COMM | CS03 | Z001 | V |  | F | RM | PD | ZABB | HGQ | 3410121000 | PC |  | 1 | CNXIHE4 | [5 empty] | 1 | 0 | PC | 2013-01-16 | 0 | PC
VTS-D35111-I28123 | JDZX9-35G 35/v3¦2x.1/v3¦.1/3kV,20VA/0.2 |  | 121EL-VT | 3GB |  | 12H | COMM | CS03 | Z001 | V |  | F | RM | PD | ZABB | HGQ | 3410121000 | PC |  | 1 | CNXIHE4 | [5 empty] | 1 | 0 | PC | 2010-03-12 | 0 | PC
VTS-D35111-I28123S | JDZX11-35R 20/30/100VA .2/.5/3P W. TUBE |  | 121EL | 3GB |  | 12H | COMM | CS03 | Z001 | V |  | F | EL | PD | ZABB | HGQ | 3410120000 | PC |  | 1 | Y_PPM_01 | [5 empty] | 1 | 0 | PC | 2007-12-04 | 0 | PC
VTS-D35111-I44123S | JDZX11-35R 35/v3 2x.1/v3 .1/3kV,20VA/0.2 |  | 121EL-VT | 3GB |  | 12H | COMM | CS03 | Z001 | V |  | F | RM | PD | ZABB | HGQ | 3410121000 | PC |  | 1 | CNXIHE4 | [5 empty] | 1 | 0 | PC | 2013-06-06 | 0 | PC
VTS-D35111-I48121S | JDZX13-35R 35/v3 0.1/v3 0.1/v3 0.1/3kV |  | 121EL-VT | 3GB |  | 12H | COMM | CS03 | Z001 | V |  | F | RM | PD | ZABB | HGQ | 3410121000 | PC |  | 1 | CNADDEN | [5 empty] | 1 | 0 | PC | 2021-04-23 | 0 | PC
VTS-D35111-I48123 | JDZX13-35R 35/v3 0.1/v3 0.1/v3 0.1/3kV |  | 121EL-VT | 3GB |  | 12H | COMM | CS03 | Z001 | V |  | F | RM | PD | ZABB | HGQ | 3410121000 | PC |  | 1 | CNMAZHA43 | [5 empty] | 1 | 0 | PC | 2019-04-28 | 0 | PC
VTS-D35111-IG8121S | JDZX11-35R 35/v3¦2x.1/v3¦.1/3kV,20VA/0.2 |  | 121EL | 3GB |  | 12H | COMM | CS03 | Z001 | V |  | F | EL | PD | ZABB | HGQ | 3410120000 | PC |  | 1 | Y_PPM_01 | [5 empty] | 1 | 0 | PC | 2007-12-04 | 0 | PC
VTS-D35111-IG8123S | JDZX11-35R 35/v3¦2x.1/v3¦.1/3kV,20VA/0.2 |  | 121EL | 3GB |  | 12H | COMM | CS03 | Z001 | V |  | F | RM | PD | ZABB | HGQ | 3410120000 | PC |  | 1 | Y_PPM_01 | [5 empty] | 1 | 0 | PC | 2007-12-04 | 0 | PC
VTS-D35111-II4123 | JDZX-35A 35/v3 2x.1/v3 .1/3kV CL0.2/CL0. |  | 121EL-VT | 3GB |  | 12H | COMM | CS03 | Z001 | V |  | F | RM | PD | ZABB | HGQ | 3410121000 | PC |  | 1 | T_GUIHUA_YE | [5 empty] | 1 | 0 | PC | 2012-06-06 | 0 | PC
VTS-D35111-II4123S | JDZX11-35R 35/v3 .1/v3 .1/v3 .1/3kV |  | 121EL-VT | 3GB |  | 12H | COMM | CS03 | Z001 | V |  | F | RM | PD | ZABB | HGQ | 3410121000 | PC |  | 1 | CNXIHE4 | [5 empty] | 1 | 0 | PC | 2013-01-04 | 0 | PC
VTS-D35111-II7123 | JDZX-35A 35/v3 0.1/v3 0.1/v3 0.1/3kV |  | 121EL-VT | 3GB |  | 12H | COMM | CS03 | Z001 | V |  | F | RM | PD | ZABB | HGQ | 3410121000 | PC |  | 1 | CNXIHE4 | [5 empty] | 1 | 0 | PC | 2013-11-07 | 0 | PC
VTS-D35111-II8121A | JDZX-35A 35/v3¦2x.1/v3¦.1/3kV 0.2/0.5/6P |  | 121EL-VT | 3GB |  | 12H | COMM | CS03 | Z001 | V |  | F | RM | PD | ZABB | HGQ | 3410121000 | PC |  | 1 | CNXIHE4 | [5 empty] | 1 | 0 | PC | 2009-08-25 | 0 | PC
VTS-D35111-II8121B | JDZX-35B 35/v3¦2x.1/v3¦.1/3kV 0.2/0.5/6P |  | 121EL-VT | 3GB |  | 12H | COMM | CS03 | Z001 | V |  | F | RM | PD | ZABB | HGQ | 3410121000 | PC |  | 1 | CNXIHE4 | [5 empty] | 1 | 0 | PC | 2009-08-25 | 0 | PC
VTS-D35111-II8121C | JDZX-35C 35/v3¦2x.1/v3¦.1/3kV 0.2/0.5/6P |  | 121EL-VT | 3GB |  | 12H | COMM | CS03 | Z001 | V |  | F | RM | PD | ZABB | HGQ | 3410121000 | PC |  | 1 | CNXIHE4 | [5 empty] | 1 | 0 | PC | 2009-08-25 | 0 | PC
VTS-D35111-II8123 | JDZX12-35G 35/v3 2x0.1/v3 0.1/3kV 20VA/C |  | 121EL-VT | 3GB |  | 12H | COMM | CS03 | Z001 | V |  | F | RM | PD | ZABB | HGQ | 3410121000 | PC |  | 1 | CNSOLIN2 | [5 empty] | 1 | 0 | PC | 2018-04-28 | 0 | PC
VTS-D35111-II8123S | JDZX13-35R 35/v3 2x.1/v3 .1/3kV,20VA/0.2 |  | 121EL-VT | 3GB |  | 12H | COMM | CS03 | Z001 | V |  | F | RM | PD | ZABB | HGQ | 3410121000 | PC |  | 1 | T_GUIHUA_YE | [5 empty] | 1 | 0 | PC | 2013-03-29 | 0 | PC
VTS-D35111-J58283S | JDZX13-35R 35/v3 0.1/v3 0.1/v3 0.1/3kV |  | 121EL-VT | 3GB |  | 12H | COMM | CS03 | Z001 | V |  | F | RM | PD | ZABB | HGQ | 3410121000 | PC |  | 1 | CNXIHE4 | [5 empty] | 1 | 0 | PC | 2011-05-16 | 0 | PC
VTS-D35111-K18123S | JDZX11-35R 35/15/100VA .2/.5/3P W. TUBE |  | 121EL | 3GB |  | 12H | COMM | CS03 | Z001 | V |  | F | EL | PD | ZABB | HGQ | 3410120000 | PC |  | 1 | Y_PPM_01 | [5 empty] | 1 | 0 | PC | 2007-12-04 | 0 | PC
VTS-D35111-K48123S | JDZX13-35R 35/v3¦.1/v3¦.1/v3¦.1/3KV 0.2/ |  | 121EL-VT | 3GB |  | 12H | COMM | CS03 | Z001 | V |  | F | RM | PD | ZABB | HGQ | 3410121000 | PC |  | 1 | CNXIHE4 | [5 empty] | 1 | 0 | PC | 2010-05-18 | 0 | PC
VTS-D35111-KH8123S | JDZX11-35R 35/25/100VA .2/.5/3P W. TUBE |  | 121EL | 3GB |  | 12H | COMM | CS03 | Z001 | V |  | F | RM | PD | ZABB | HGQ | 3410120000 | PC |  | 1 | Y_PPM_01 | [5 empty] | 1 | 0 | PC | 2007-12-04 | 0 | PC
VTS-D35111-L18123 | JDZX2-35CQ 35/v3 .1/v3 .1/v3 .1/3V |  | 121EL-VT | 3GB |  | 12H | COMM | CS03 | Z001 | V |  | F | RM | PD | ZABB | HGQ | 3410121000 | PC |  | 1 | CNXIHE4 | [5 empty] | 1 | 0 | PC | 2012-09-29 | 0 | PC
VTS-D35111-L24121 | JDZX9-35G 35/v3 0.1/v3 0.1/v3 0.1/3kV |  | 121EL-VT | 3GB |  | 12H | COMM | CS03 | Z001 | V |  | F | RM | PD | ZABB | HGQ | 3410121000 | PC |  | 1 | CNXIHE4 | [5 empty] | 1 | 0 | PC | 2014-09-09 | 0 | PC
VTS-D35111-LL4193S | JDZX11-35R 35/v3 .1/v3 .1/v3 .1/3kV |  | 121EL-VT | 3GB |  | 12H | COMM | CS03 | Z001 | V |  | F | RM | PD | ZABB | HGQ | 3410121000 | PC |  | 1 | CNGELI3 | [5 empty] | 1 | 0 | PC | 2020-03-18 | 0 | PC
VTS-D35111-LL4993S | JDZX11-35R 35/v3 .1/v3 .1/v3 .1/3kV |  | 121EL-VT | 3GB |  | 12H | COMM | CS03 | Z001 | V |  | F | RM | PD | ZABB | HGQ | 3410121000 | PC |  | 1 | CNGELI3 | [5 empty] | 1 | 0 | PC | 2020-03-18 | 0 | PC
VTS-D35111-LL4C93S | JDZX11-35R 35/v3 .1/v3 .1/v3 .1/3kV |  | 121EL-VT | 3GB |  | 12H | COMM | CS03 | Z001 | V |  | F | RM | PD | ZABB | HGQ | 3410121000 | PC |  | 1 | CNJISU10 | [5 empty] | 1 | 0 | PC | 2021-11-29 | 0 | PC
VTS-D35111-LL8123 | JDZX2-35CQ 35/v3 0.1/v3 0.1/v3 0.1/3KV |  | 121EL-VT | 3GD |  | 12H | COMM | CS03 | Z001 | V |  | F | RM | PD | ZABB | HGQ | 3410121000 | PC |  | 1 | CNSHCHE22 | [5 empty] | 1 | 0 | PC | 2021-09-01 | 0 | PC
VTS-D35111224123S1 | JDZX13-35R 35/v3 .1/v3 .1/v3 .1/3KV 0.2/ |  | 121EL-VT | 3GB |  | 12H | COMM | CS03 | Z001 | V |  | F | RM | PD | ZABB | HGQ | 3410121000 | PC |  | 1 | T_GUIHUA_YE | [5 empty] | 1 | 0 | PC | 2013-04-22 | 0 | PC
VTS-D35111224123S2 | JDZX12-35G 35/v3 .1/v3 .1/v3 .1/3KV 0.2/ |  | 121EL-VT | 3GB |  | 12H | COMM | CS03 | Z001 | V |  | F | RM | PD | ZABB | HGQ | 3410121000 | PC |  | 1 | CNMAZHA43 | [5 empty] | 1 | 0 | PC | 2019-09-18 | 0 | PC
VTS-D35111224123S3 | JDZX11-35R 35/v3 .1/v3 .1/v3 .1/3kV |  | 121EL-VT | 3GB |  | 12H | COMM | CS03 | Z001 | V |  | F | RM | PD | ZABB | HGQ | 3410121000 | PC |  | 1 | CNGELI3 | [5 empty] | 1 | 0 | PC | 2019-10-22 | 0 | PC
VTS-D35111228121-1 | JDZX9-35G 35/v3 .1/v3 .1/v3 .1/3kV |  | 121EL-VT | 3GB |  | 12H | COMM | CS03 | Z001 | V |  | F | RM | PD | ZABB | HGQ | 3410121000 | PC |  | 1 | CNXIHE4 | [5 empty] | 1 | 0 | PC | 2013-12-03 | 0 | PC
VTS-D35111228121-2 | JDZX9-35G-T 35/v3 0.1/v3 0.1/v3 0.1/3 kV |  | 121EL-VT | 3GB |  | 12H | COMM | CS03 | Z001 | V |  | F | RM | PD | ZABB | HGQ | 3410121000 | PC |  | 1 | CNGELI3 | [5 empty] | 1 | 0 | PC | 2019-12-27 | 0 | PC
VTS-D35111228123-1 | JDZX9-35G 35/v3¦2x.1/v3¦.1/3kV,30VA/0.2 |  | 121EL-VT | 3GB |  | 12H | COMM | CS03 | Z001 | V |  | F | RM | PD | ZABB | HGQ | 3410121000 | PC |  | 1 | CNXIHE4 | [5 empty] | 1 | 0 | PC | 2010-02-10 | 0 | PC
VTS-D35111228123-2 | JDZX9-35G 35/v3 0.1/v3 0.1/v3 0.1/3kV |  | 121EL-VT | 3GB |  | 12H | COMM | CS03 | Z001 | V |  | F | RM | PD | ZABB | HGQ | 3410121000 | PC |  | 1 | T_GUIHUA_YE | [5 empty] | 1 | 0 | PC | 2012-02-29 | 0 | PC
VTS-D35111228123-3 | JDZX9-35G-T 35/v3 2x.1/v3 .1/3kV,30VA/ |  | 121EL-VT | 3GB |  | 12H | COMM | CS03 | Z001 | V |  | F | RM | PD | ZABB | HGQ | 3410121000 | PC |  | 1 | CNSHZEN2 | [5 empty] | 1 | 0 | PC | 2018-03-20 | 0 | PC
VTS-D35111228123-4 | JDZX9-35G-T,35/v3 0.1/v3 0.1/v3 0.1/3kV |  | 121EL-VT | 3GD |  | 12H | COMM | CS03 | Z001 | V |  | F | RM | PD | ZABB | HGQ | 3410121000 | PC |  | 1 | CNMAZHA43 | [5 empty] | 1 | 0 | PC | 2019-04-10 | 0 | PC
VTS-D35111228123-5 | JDZX12-35G-T 35/v3 0.1/v3 0.1/v3 0.1/3 k |  | 121EL-VT |  |  | 129 | COMM | CS03 | Z001 | V |  | F | RM | PD | ZABB | HGQ | 3410121000 | PC |  | 1 | CNDUYAN | [5 empty] | 1 | 0 | PC | 2021-01-08 | 0 | PC
VTS-D35111228123-6 | JDZX5-35R1(CQ)A 35/v3 0.1/v3 0.1/v3 0.1/ |  | 121EL-VT | 3GD |  | 129 | COMM | CS03 | Z001 | V |  | F | RM | PD | ZABB | HGQ | 3410121000 | PC |  | 1 | CNWEZHO25 | [5 empty] | 1 | 0 | PC | 2022-04-01 | 0 | PC
VTS-D35111228123S1 | JDZX13-35R 35/v3¦2x.1/v3¦.1/3kV,30VA/0.2 |  | 121EL-VT | 3GB |  | 12H | COMM | CS03 | Z001 | V |  | F | RM | PD | ZABB | HGQ | 3410121000 | PC |  | 1 | CNXIHE4 | [5 empty] | 1 | 0 | PC | 2009-10-29 | 0 | PC
VTS-D35111228123S2 | JDZX13-35R 35/v3 .1/v3 .1/v3 .1/3KV W.TU |  | 121EL-VT | 3GB |  | 12H | COMM | CS03 | Z001 | V |  | F | RM | PD | ZABB | HGQ | 3410121000 | PC |  | 1 | T_GUIHUA_YE | [5 empty] | 1 | 0 | PC | 2012-09-10 | 0 | PC
VTS-D35111228123S3 | JDZX11-35R 35/v3 2x.1/v3 .1/3kV,30VA/0.2 |  | 121EL-VT | 3GB |  | 12H | COMM | CS03 | Z001 | V |  | F | RM | PD | ZABB | HGQ | 3410121000 | PC |  | 1 | T_GUIHUA_YE | [5 empty] | 1 | 0 | PC | 2015-07-09 | 0 | PC
VTS-D35111228191-1 | JDZX11-35R 35/v3 0.1/v3 0.1/v3 0.1/3kV |  | 121EL-VT | 3GB |  | 12H | COMM | CS03 | Z001 | V |  | F | RM | PD | ZABB | HGQ | 3410121000 | PC |  | 1 | CNWEZHO25 | [5 empty] | 1 | 0 | PC | 2022-04-01 | 0 | PC
VTS-D35111228191-2 | JDZX13-35R 35/v3 0.1/v3 0.1/v3 0.1/3kV |  | 121EL-VT | 3GB |  | 12H | COMM | CS03 | Z001 | V |  | F | RM | PD | ZABB | HGQ | 3410121000 | PC |  | 1 | CNWEZHO25 | [5 empty] | 1 | 0 | PC | 2022-04-08 | 0 | PC
VTS-D35111228223-1 | JDZX2-35CQ 35000/v3 100/v3 100/v3 100/3V |  | 121EL-VT | 3GB |  | 12H | COMM | CS03 | Z001 | V |  | F | RM | PD | ZABB | HGQ | 3410121000 | PC |  | 1 | T_GUIHUA_YE | [5 empty] | 1 | 0 | PC | 2011-07-29 | 0 | PC
VTS-D35111228223-2 | JDZX9-35W2 35/v3 0.1/v3 0.1/v3 0.1kV |  | 121EL-VT | 3GB |  | 12H | COMM | CS03 | Z001 | V |  | F | RM | PD | ZABB | HGQ | 3410121000 | PC |  | 1 | CNXIHE4 | [5 empty] | 1 | 0 | PC | 2016-05-10 | 0 | PC
VTS-D351112G8121S1 | JDZX13-35R 35/v3 .1/v3 .1/v3 .1/3kV |  | 121EL-VT | 3GB |  | 12H | COMM | CS03 | Z001 | V |  | F | RM | PD | ZABB | HGQ | 3410121000 | PC |  | 1 | CNHUCHE9 | [5 empty] | 1 | 0 | PC | 2013-08-01 | 0 | PC
VTS-D351112G8123S1 | JDZX13-35R 35/v3 .1/v3 .1/v3 .1/3kV |  | 121EL-VT | 3GB |  | 12H | COMM | CS03 | Z001 | V |  | F | RM | PD | ZABB | HGQ | 3410121000 | PC |  | 1 | CNXIHE4 | [5 empty] | 1 | 0 | PC | 2015-12-23 | 0 | PC
VTS-D351112IG123S1 | JDZX13-35R 35/v3 .1/v3 .1/v3 .1/3kV W.TU |  | 121EL-VT | 3GB |  | 12H | COMM | CS03 | Z001 | V |  | F | RM | PD | ZABB | HGQ | 3410121000 | PC |  | 1 | T_GUIHUA_YE | [5 empty] | 1 | 0 | PC | 2012-11-08 | 0 | PC
VTS-D3511144281223 | JDZX12-35G 35/v3 0.1/v3 0.1/v3 0.1/v3 0. |  | 121EL-VT | 3GB |  | 12H | COMM | CS03 | Z001 | V |  | F | RM | PD | ZABB | HGQ | 3410121000 | PC |  | 1 | T_GUIHUA_YE | [5 empty] | 1 | 0 | PC | 2015-10-21 | 0 | PC
VTS-D35111446123S1 | JDZX13-35R 35/v3 .1/v3 .1/v3 .1/3kV |  | 121EL-VT | 3GB |  | 12H | COMM | CS03 | Z001 | V |  | F | RM | PD | ZABB | HGQ | 3410121000 | PC |  | 1 | CNGELI3 | [5 empty] | 1 | 0 | PC | 2020-03-23 | 0 | PC
VTS-D35111448123-3 | JDZX12-35G-T 35/v3 0.1/v3 0.1/v3 0.1/3 k |  | 121EL-VT | 3GD |  | 12H | COMM | CS03 | Z001 | V |  | F | RM | PD | ZABB | HGQ | 3410121000 | PC |  | 1 | CNJOCHE21 | [5 empty] | 1 | 0 | PC | 2020-12-09 | 0 | PC
VTS-D35111448123-4 | JDZX13-35R 35/v3 0.1/v3 0.1/v3 0.1/3kV |  | 121EL-VT | 3GB |  | 12H | COMM | CS03 | Z001 | V |  | F | RM | PD | ZABB | HGQ | 3410121000 | PC |  | 1 | CNWEZHO25 | [5 empty] | 1 | 0 | PC | 2021-12-31 | 0 | PC
VTS-D35111448123S2 | JDZX13-35R 35/v3 0.1/v3 0.1/v3 0.1/3kV W |  | 121EL-VT | 3GB |  | 12H | COMM | CS03 | Z001 | V |  | F | RM | PD | ZABB | HGQ | 3410121000 | PC |  | 1 | T_GUIHUA_YE | [5 empty] | 1 | 0 | PC | 2015-06-24 | 0 | PC
VTS-D35111448191S1 | JDZX13-35R 35/v3 0.1/v3 0.1/v3 0.1/3 kV |  | 121EL-VT | 3GB |  | 12H | COMM | CS03 | Z001 | V |  | F | RM | PD | ZABB | HGQ | 3410121000 | PC |  | 1 | T_GUIHUA_YE | [5 empty] | 1 | 0 | PC | 2015-01-29 | 0 | PC
VTS-D35111G2281228 | JDZX12-35G 35/v3 3x0.1/v3 0.1/3 kV |  | 121EL-VT | 3GB |  | 12H | COMM | CS03 | Z001 | V |  | F | RM | PD | ZABB | HGQ | 3410121000 | PC |  | 1 | T_GUIHUA_YE | [5 empty] | 1 | 0 | PC | 2015-08-12 | 0 | PC
VTS-D35111G2281993 | JDZX12-35G 35/v3 3x0.1/v3 0.1/3kV |  | 121EL-VT | 3GB |  | 12H | COMM | CS03 | Z001 | V |  | F | RM | PD | ZABB | HGQ | 3410121000 | PC |  | 1 | CNXIHE4 | [5 empty] | 1 | 0 | PC | 2014-09-19 | 0 | PC
VTS-D35111GG8123S1 | JDZX13-35R 35/v3 .1/v3 .1/v3 .1/3kV 40VA |  | 121EL-VT | 3GB |  | 12H | COMM | CS03 | Z001 | V |  | F | RM | PD | ZABB | HGQ | 3410121000 | PC |  | 1 | CNSHZEN2 | [5 empty] | 1 | 0 | PC | 2015-12-18 | 0 | PC
VTS-D35111I28123-1 | JDZX9-35G 35/v3 .1/v3 .1/v3 .1/3kV |  | 121EL-VT | 3GB |  | 12H | COMM | CS03 | Z001 | V |  | F | RM | PD | ZABB | HGQ | 3410121000 | PC |  | 1 | T_GUIHUA_YE | [5 empty] | 1 | 0 | PC | 2012-03-16 | 0 | PC
VTS-D35111I28123-2 | JDZX9-35W2 35/v3 2x.1/v3 .1/3kV,20VA/0.2 |  | 121EL-VT | 3GB |  | 12H | COMM | CS03 | Z001 | V |  | F | RM | PD | ZABB | HGQ | 3410121000 | PC |  | 1 | T_GUIHUA_YE | [5 empty] | 1 | 0 | PC | 2012-03-16 | 0 | PC
VTS-D35111I28123-3 | JDZX9-35W2 35/v3 .1/v3 .1/v3 .1/3kV |  | 121EL-VT | 3GB |  | 12H | COMM | CS03 | Z001 | V |  | F | RM | PD | ZABB | HGQ | 3410121000 | PC |  | 1 | CNXIHE4 | [5 empty] | 1 | 0 | PC | 2013-01-25 | 0 | PC
VTS-D35111I28123-4 | JDZX11-35W 35/v3 0.1/v3 0.1/v3 0.1/3kV |  | 121EL-VT | 3GB |  | 12H | COMM | CS03 | Z001 | V |  | F | RM | PD | ZABB | HGQ | 3410121000 | PC |  | 1 | CNXIHE4 | [5 empty] | 1 | 0 | PC | 2014-02-13 | 0 | PC
VTS-D35111I28123-5 | JDZX12-35G 35/v3 0.1/v3 0.1/v3 0.1/3kV |  | 121EL-VT | 3GB |  | 12H | COMM | CS03 | Z001 | V |  | F | RM | PD | ZABB | HGQ | 3410121000 | PC |  | 1 | CNXIHE4 | [5 empty] | 1 | 0 | PC | 2014-12-25 | 0 | PC
VTS-D35111I28123-6 | JDZX11-35R2 35/v3 0.1/v3 0.1/v3 0.1/3kV |  | 121EL-VT | 3GB |  | 12H | COMM | CS03 | Z001 | V |  | F | RM | PD | ZABB | HGQ | 3410121000 | PC |  | 1 | CNSHZEN2 | [5 empty] | 1 | 0 | PC | 2017-03-01 | 0 | PC
VTS-D35111I28123-7 | JDZX9-35G-T 35/v3 0.1/v3 0.1/v3 0.1/3kV |  | 121EL-VT | 3GB |  | 12H | COMM | CS03 | Z001 | V |  | F | RM | PD | ZABB | HGQ | 3410121000 | PC |  | 1 | CNXIHE4 | [5 empty] | 1 | 0 | PC | 2017-07-13 | 0 | PC
VTS-D35111I28123-8 | JDZX9-35W2 35/v3 2x.1/v3 .1/3kV,20VA/0.2 |  | 121EL-VT | 3GB |  | 12H | COMM | CS03 | Z001 | V |  | F | RM | PD | ZABB | HGQ | 3410121000 | PC |  | 1 | CNSHZEN2 | [5 empty] | 1 | 0 | PC | 2018-03-21 | 0 | PC
VTS-D35111II4123-1 | JDZX-35B 35/v3 2x.1/v3 .1/3kV CL0.2/CL0. |  | 121EL-VT | 3GB |  | 12H | COMM | CS03 | Z001 | V |  | F | RM | PD | ZABB | HGQ | 3410121000 | PC |  | 1 | T_GUIHUA_YE | [5 empty] | 1 | 0 | PC | 2012-06-06 | 0 | PC
VTS-D35111II4123-2 | JDZX-35C 35/v3 2x.1/v3 .1/3kV CL0.2/CL0. |  | 121EL-VT | 3GB |  | 12H | COMM | CS03 | Z001 | V |  | F | RM | PD | ZABB | HGQ | 3410121000 | PC |  | 1 | T_GUIHUA_YE | [5 empty] | 1 | 0 | PC | 2012-06-06 | 0 | PC
VTS-D35111II7123-1 | JDZX-35B 35/v3 0.1/v3 0.1/v3 0.1/3kV |  | 121EL-VT | 3GB |  | 12H | COMM | CS03 | Z001 | V |  | F | RM | PD | ZABB | HGQ | 3410121000 | PC |  | 1 | CNXIHE4 | [5 empty] | 1 | 0 | PC | 2013-11-07 | 0 | PC
VTS-D35111II7123-2 | JDZX-35C 35/v3 0.1/v3 0.1/v3 0.1/3kV |  | 121EL-VT | 3GB |  | 12H | COMM | CS03 | Z001 | V |  | F | RM | PD | ZABB | HGQ | 3410121000 | PC |  | 1 | CNXIHE4 | [5 empty] | 1 | 0 | PC | 2013-11-07 | 0 | PC
VTS-D35111II8123-1 | JDZX-35A 35000/v3¦100/v3¦100¦v3¦100/3KV |  | 121EL-OT | 3GB |  | 12H | COMM | CS03 | Z001 | V |  | F | RM | PD | ZABB | HGQ | 3410121000 | PC |  | 1 | CNXIHE4 | [5 empty] | 1 | 0 | PC | 2011-07-06 | 0 | PC
VTS-D35111II8123-2 | JDZX-35B 35000/v3¦100/v3¦100¦v3¦100/3KV |  | 121EL-VT | 3GB |  | 12H | COMM | CS03 | Z001 | V |  | F | RM | PD | ZABB | HGQ | 3410121000 | PC |  | 1 | CNXIHE4 | [5 empty] | 1 | 0 | PC | 2011-07-06 | 0 | PC
VTS-D35111II8123-3 | JDZX-35C 35000/v3¦100/v3¦100¦v3¦100/3KV |  | 121EL-VT | 3GB |  | 12H | COMM | CS03 | Z001 | V |  | F | RM | PD | ZABB | HGQ | 3410121000 | PC |  | 1 | CNXIHE4 | [5 empty] | 1 | 0 | PC | 2011-07-06 | 0 | PC
VTS-D35111II8123-4 | JDZX9-35G 35/v3 0.1/v3 0.1/v3 0.1/3 kV |  | 121EL-VT | 3GD |  | 12H | COMM | CS03 | Z001 | V |  | F | RM | PD | ZABB | HGQ | 3410121000 | PC |  | 1 | CNSHCHE22 | [5 empty] | 1 | 0 | PC | 2019-10-23 | 0 | PC
VTS-D35111II8123-5 | JDZX9-35G-T 35/v3 0.1/v3 0.1/v3 0.1/3 kV |  | 121EL-VT | 3GD |  | 12H | COMM | CS03 | Z001 | V |  | F | RM | PD | ZABB | HGQ | 3410121000 | PC |  | 1 | CNJOCHE21 | [5 empty] | 1 | 0 | PC | 2021-05-08 | 0 | PC
VTS-D35111III81223 | JDZX11-35 35/v3 .1/v3 .1/v3 .1/v3 .1/3kV |  | 121EL-VT |  |  | B03 | COMM | CS03 | Z001 | V |  | F | RM | PD | ZABB | HGQ | 3410121000 | PC |  | 1 | CNXIHE4 | [5 empty] | 1 | 0 | PC | 2013-01-10 | 0 | PC
VTS-D35111L18123-1 | JDZX2-35CQ 35/v3 0.1/v3 0.1/v3 0.1/3KV |  | 121EL-VT | 3GB |  | 12H | COMM | CS03 | Z001 | V |  | F | RM | PD | ZABB | HGQ | 3410121000 | PC |  | 1 | CNXIHE4 | [5 empty] | 1 | 0 | PC | 2012-10-10 | 0 | PC
VTS-D35113-228123 | JDZX9-35G 35/v3 0.1/v3 0.1/v3 0.1/v3 kV |  | 121EL-VT |  |  | 129 | COMM | CS03 | Z001 | V |  | F | RM | PD | ZABB | HGQ | 3410121000 | PC |  | 1 | CNGELI3 | [5 empty] | 1 | 0 | PC | 2019-02-13 | 0 | PC
VTS-D35115-228123 | JDZX9-35G-T,35/v3¦0.1/v3¦0.1/v3¦0.1kV |  | 121EL-VT | 3GB |  | 12H | COMM | CS03 | Z001 | V |  | F | RM | PD | ZABB | HGQ | 3410121000 | PC |  | 1 | CNSHZEN2 | [5 empty] | 1 | 0 | PC | 2016-11-22 | 0 | PC
VTS-D35115-2G4123 | JDZX9-35W2 35/v3 .1/v3 .1/v3 .1kV |  | 121EL-VT |  |  | B03 | COMM | CS03 | Z001 | V |  | F | RM | PD | ZABB | HGQ | 3410121000 | PC |  | 1 | CNXIHE4 | [5 empty] | 1 | 0 | PC | 2013-06-08 | 0 | PC
VTS-D35115-GG8123 | JDZX9-35G-T 35/v3¦0.1/v3¦0.1/v3¦0.1 kV |  | 121EL-VT | 3GB |  | 12H | COMM | CS03 | Z001 | V |  | F | RM | PD | ZABB | HGQ | 3410121000 | PC |  | 1 | CNSHZEN2 | [5 empty] | 1 | 0 | PC | 2016-11-22 | 0 | PC
VTS-D35115-GG8223 | JDZX9-35W2 35/v3 0.1/v3 0.1/v3 0.1kV |  | 121EL-VT | 3GB |  | 12H | COMM | CS03 | Z001 | V |  | F | RM | PD | ZABB | HGQ | 3410121000 | PC |  | 1 | CNXIHE4 | [5 empty] | 1 | 0 | PC | 2014-10-22 | 0 | PC
VTS-D35115-GI8123 | JDZX9-35G-T 35/v3 0.1/v3 0.1/v3 0.1 kV |  | 121EL-VT | 3GB |  | 12H | COMM | CS03 | Z001 | V |  | F | RM | PD | ZABB | HGQ | 3410121000 | PC |  | 1 | CNMAZHA43 | [5 empty] | 1 | 0 | PC | 2019-12-04 | 0 | PC
VTS-D35115-I28123 | JDZX9-35W2 35/v3 .1/v3 .1/v3 .1kV |  | 121EL-VT | 3GB |  | 12H | COMM | CS03 | Z001 | V |  | F | RM | PD | ZABB | HGQ | 3410121000 | PC |  | 1 | CNXIHE4 | [5 empty] | 1 | 0 | PC | 2013-01-28 | 0 | PC
VTS-D35115-II8123 | JDZX9-35W2 35/v3 .1/v3 .1/v3 .1kV |  | 121EL-VT | 3GD |  | 12H | COMM | CS03 | Z001 | V |  | F | RM | PD | ZABB | HGQ | 3410121000 | PC |  | 1 | CNSHCHE22 | [5 empty] | 1 | 0 | PC | 2019-10-23 | 0 | PC
VTS-D351152G4123-1 | JDZX11-35 35/v3 0.1/v3 0.1/v3 0.1kV |  | 121EL-VT | 3GB |  | 12H | COMM | CS03 | Z001 | V |  | F | RM | PD | ZABB | HGQ | 3410121000 | PC |  | 1 | CNXIHE4 | [5 empty] | 1 | 0 | PC | 2013-06-09 | 0 | PC
VTS-D35115448123 | JDZX12-35G-T 35/v3 0.1/v3 0.1/v3 0.1kV |  | 121EL-VT | 3GD |  | 12H | COMM | CS03 | Z001 | V |  | F | RM | PD | ZABB | HGQ | 3410121000 | PC |  | 1 | CNJUCHE12 | [5 empty] | 1 | 0 | PC | 2021-06-21 | 0 | PC
VTS-D35115I28123-1 | JDZX11-35W 35/v3 0.1/v3 0.1/v3 0.1kV |  | 121EL-VT | 3GB |  | 12H | COMM | CS03 | Z001 | V |  | F | RM | PD | ZABB | HGQ | 3410121000 | PC |  | 1 | CNXIHE4 | [5 empty] | 1 | 0 | PC | 2014-02-19 | 0 | PC
VTS-D3513-1I1B | JDZX2-35CQ 35000/v3 100/v3 100/v3 |  | 121EL-VT | 3GB |  | 12H | COMM | CS03 | Z001 | V |  | F | RM | PD | ZABB | HGQ | 3410121000 | PC |  | 1 | CNXIHE4 | [5 empty] | 1 | 0 | PC | 2011-05-05 | 0 | PC
VTS-D3513-221B | JDZX11-35W 35/v3¦.1/v3¦.1/v3,30VA/0.2;30 |  | 121EL | 3GB |  | 12H | COMM | CS03 | Z001 | V |  | F | RM | PD | ZABB | HGQ | 3410121000 | PC |  | 1 | CNXIHE4 | [5 empty] | 1 | 0 | PC | 2008-07-02 | 0 | PC
VTS-D3513-5522S | JDZX11-35R 35/v3¦.1/v3¦.1/v3kV,60VA/0.5 |  | 121EL | 3GB |  | 12H | COMM | CS03 | Z001 | V |  | F | RM | PD | ZABB | HGQ | 3410120000 | PC |  | 1 | Y_PPM_01 | [5 empty] | 1 | 0 | PC | 2007-12-04 | 0 | PC
VTS-D3513-5523 | JDZX11-35W 35/v3¦.1/v3¦.1/v3,60VA/0.5;60 |  | 121EL | 3GB |  | 12H | COMM | CS03 | Z001 | V |  | F | RM | PD | ZABB | HGQ | 3410120000 | PC |  | 1 | Y_PPM_01 | [5 empty] | 1 | 0 | PC | 2007-12-04 | 0 | PC
VTS-D3513-8833S | JDZX11-35R 35/v3¦.1/v3¦.1/v3kV,100VA/0.5 |  | 121EL |  |  | 12Q | COMM | CS03 | Z001 | V |  | F | RM | PD | ZABB | HGQ | 3410120000 | PC |  | 1 | Y_PPM_01 | [5 empty] | 1 | 0 | PC | 2007-12-04 | 0 | PC
VTS-D3513-GI1BS | JDZX11-35R 35/v3¦.1/v3¦.1/v3kV,40VA/0.2, |  | 121EL | 3GB |  | 12H | COMM | CS03 | Z001 | V |  | F | EL | PD | ZABB | HGQ | 3410120000 | PC |  | 1 | Y_PPM_01 | [5 empty] | 1 | 0 | PC | 2007-12-04 | 0 | PC
VTS-D3515-4423 | JDZX9-35W2 35/v3 .1/v3 .1kV CL0.5/3P |  | 121EL-VT | 3GB |  | 12H | COMM | CS03 | Z001 | V |  | F | RM | PD | ZABB | HGQ | 3410121000 | PC |  | 1 | T_GUIHUA_YE | [5 empty] | 1 | 0 | PC | 2012-09-24 | 0 | PC
VTS-D3515-4823 | JDZX9-35W2 35/v3¦.1/v3¦.1kV,50VA/0.5 |  | 121EL-VT | 3GB |  | 12H | COMM | CS03 | Z001 | V |  | F | RM | PD | ZABB | HGQ | 3410121000 | PC |  | 1 | CNXIHE4 | [5 empty] | 1 | 0 | PC | 2010-12-31 | 0 | PC
VTS-D3515-6721 | JDZX9-35W2 35/v3 .1/v3 .1kV CL0.5/6P |  | 121EL-VT | 3GB |  | 12H | COMM | CS03 | Z001 | V |  | F | RM | PD | ZABB | HGQ | 3410121000 | PC |  | 1 | CNZHZHA51 | [5 empty] | 1 | 0 | PC | 2020-02-14 | 0 | PC
VTS-D3515-6823 | JDZX9-35G 35/v3 0.1/v3 0.1kV |  | 121EL-VT | 3GB |  | 12H | COMM | CS03 | Z001 | V |  | F | RM | PD | ZABB | HGQ | 3410121000 | PC |  | 1 | CNDUYAN | [5 empty] | 1 | 0 | PC | 2020-10-30 | 0 | PC
VTS-D3515-7823 | JDZX9-35W2 35/v3 0.1/v3 0.1kV CL0.5/3P |  | 121EL-VT | 3GB |  | 12H | COMM | CS03 | Z001 | V |  | F | RM | PD | ZABB | HGQ | 3410121000 | PC |  | 1 | CNXIHE4 | [5 empty] | 1 | 0 | PC | 2014-01-21 | 0 | PC
VTS-D3515-8823 | JDZX9-35W2 35/v3 .1/v3 .1KV 100VA/CL0.5 |  | 121EL-VT | 3GB |  | 12H | COMM | CS03 | Z001 | V |  | F | RM | PD | ZABB | HGQ | 3410121000 | PC |  | 1 | CNXIHE4 | [5 empty] | 1 | 0 | PC | 2013-03-27 | 0 | PC
VTS-D3520-8020 | JDZX11-35W 35000/v3 110/v3V |  | 121EL-VT | 3GB |  | 12H | COMM | CS03 | Z001 | V |  | F | RM | PD | ZABB | HGQ | 3410121000 | PC |  | 1 | CNGELI3 | [5 empty] | 1 | 0 | PC | 2020-02-25 | 0 | PC
VTS-D3521-8823S | JDZX11-35R 35/v3 .1/v3 0.1/3kV |  | 121EL-VT |  |  | 129 | COMM | CS03 | Z001 | V |  | F | RM | PD | ZABB | HGQ | 3410121000 | PC |  | 1 | CNJOCHE21 | [5 empty] | 1 | 0 | PC | 2021-09-02 | 0 | PC
VTS-D3521-8823S-1 | JDZX11-35R 35/v3 .1/v3 0.1/3kV |  | 121EL-VT |  |  | 129 | COMM | CS03 | Z001 | V |  | F | RM | PD | ZABB | HGQ | 3410121000 | PC |  | 1 | CNJOCHE21 | [5 empty] | 1 | 0 | PC | 2021-09-02 | 0 | PC
VTS-D3522-4423 | JDZX11-35W 35/v3 .11/v3 .11/3kV 0.5/3P |  | 121EL-VT | 3GB |  | 12H | COMM | CS03 | Z001 | V |  | F | RM | PD | ZABB | HGQ | 3410121000 | PC |  | 1 | CNSHZEN2 | [5 empty] | 1 | 0 | PC | 2015-12-07 | 0 | PC
VTS-D3522-4423S | JDZX11-35R 35/v3 0.11/v3 0.11/3kV |  | 121EL-VT | 3GB |  | 12H | COMM | CS03 | Z001 | V |  | F | RM | PD | ZABB | HGQ | 3410121000 | PC |  | 1 | CNJISU10 | [5 empty] | 1 | 0 | PC | 2022-04-08 | 0 | PC
VTS-D3522-6728 | JDZX11-35W 35/v3 .11/v3 .11/3kV 0.5/3P |  | 121EL-VT | 3GB |  | 12H | COMM | CS03 | Z001 | V |  | F | RM | PD | ZABB | HGQ | 3410121000 | PC |  | 1 | CNSOLIN2 | [5 empty] | 1 | 0 | PC | 2014-08-28 | 0 | PC
VTS-D3522-7821S | JDZX11-35R 35/v3 .11/v3 .11/3kV 0.5/6P |  | 121EL-VT | 3GB |  | 12H | COMM | CS03 | Z001 | V |  | F | RM | PD | ZABB | HGQ | 3410121000 | PC |  | 1 | CNGELI3 | [5 empty] | 1 | 0 | PC | 2020-02-25 | 0 | PC
VTS-D3522-8823S | JDZX11-35R 35/v3¦.11/v3¦.11/3kV,100VA/0. |  | 121EL | 3GB |  | 12H | COMM | CS03 | Z001 | V |  | F | RM | PD | ZABB | HGQ | 3410120000 | PC |  | 1 | Y_PPM_01 | [5 empty] | 1 | 0 | PC | 2007-12-04 | 0 | PC
VTS-D3522-8833S | JDZX11-35R 35/v3¦.11/v3¦.11/3kV,100VA/1. |  | 121EL | 3GB |  | 12H | COMM | CS03 | Z001 | V |  | F | EL | PD | ZABB | HGQ | 3410120000 | PC |  | 1 | Y_PPM_01 | [5 empty] | 1 | 0 | PC | 2007-12-04 | 0 | PC
VTS-D3522-C741 | JDZX11-35W 35/v3 .11/v3 .11/3kV 3.0/6P |  | 121EL-VT | 3GB |  | 12H | COMM | CS03 | Z001 | V |  | F | RM | PD | ZABB | HGQ | 3410121000 | PC |  | 1 | CNSOLIN2 | [5 empty] | 1 | 0 | PC | 2014-08-28 | 0 | PC
VTS-D3522-HH21 | JDZX11-35W 35/v3¦.11/v3¦.11/3kV,0.5/25;6 |  | 121EL-VT | 3GB |  | 12H | COMM | CS03 | Z001 | V |  | F | RM | PD | ZABB | HGQ | 3410121000 | PC |  | 1 | CNNEWAN | [5 empty] | 1 | 0 | PC | 2010-03-21 | 0 | PC
VTS-D35221-228123S | JDZX11-35R 35/v3¦2x.11/v3¦.1/3kV,30VA/0. |  | 121EL | 3GB |  | 12H | COMM | CS03 | Z001 | V |  | F | EL | PD | ZABB | HGQ | 3410120000 | PC |  | 1 | Y_PPM_01 | [5 empty] | 1 | 0 | PC | 2007-12-04 | 0 | PC
VTS-D3611-4423 | JDZX13-35R 36/v3 .1/v3 .1/3 kV 50VA/CL 0 |  | 121EL-VT |  |  | B03 | COMM | CS03 | Z001 | V |  | F | RM | PD | ZABB | HGQ | 3410121000 | PC |  | 1 | T_GUIHUA_YE | [5 empty] | 1 | 0 | PC | 2013-02-19 | 0 | PC
VTS-D3630-6020S | JDZX17-3R 3.6/v3 .12/v3kV,75VA/0.5 |  | 121EL-VT | 3GB |  | 12H | COMM | CS03 | Z001 | V |  | F | RM | PD | ZABB | HGQ | 3410121000 | PC |  | 1 | CNZHZHA51 | [5 empty] | 1 | 0 | PC | 2020-08-01 | 0 | PC
VTS-D3637-5423S | JDZXR-3C 3.6/v3¦.12/v3¦.12/3kV,60VA/0.5, |  | 121EL | 3GB |  | 12H | COMM | CS03 | Z001 | V |  | F | EL | PD | ZABB | HGQ | 3410120000 | PC |  | 1 | Y_PPM_01 | [5 empty] | 1 | 0 | PC | 2007-12-04 | 0 | PC
VTS-D3811-3813 | JDZX11-35W 38.5/v3¦.1/v3¦.1/3KV 0.2/3P |  | 121EL-VT | 3GB |  | 12H | COMM | CS03 | Z001 | V |  | F | RM | PD | ZABB | HGQ | 3410121000 | PC |  | 1 | CNXIHE4 | [5 empty] | 1 | 0 | PC | 2010-03-09 | 0 | PC
VTS-D38111-224123S | JDZX11-35R 38.5/v3¦.1/v3¦.1/v3¦.1/3kV; |  | 121EL-VT | 3GB |  | 12H | COMM | CS03 | Z001 | V |  | F | RM | PD | ZABB | HGQ | 3410121000 | PC |  | 1 | CNXIHE4 | [5 empty] | 1 | 0 | PC | 2010-03-09 | 0 | PC
VTS-D3822-8823S | JDZX11 38/v3¦.11/v3¦.11/3KV 100*2 0.5/3P |  | 121EL | 3GB |  | 12H | COMM | CS03 | Z001 | V |  | F | EL | PD | ZABB | HGQ | 3410120000 | PC |  | 1 | Y_PPM_01 | [5 empty] | 1 | 0 | PC | 2007-12-04 | 0 | PC
VTS-D3910-4020S | JDZX15-20R 15.75/v3¦0.1/v3KV CL0.5/50VA |  | 121EL-VT | 3GB |  | 12H | COMM | CS03 | Z001 | V |  | F | RM | PD | ZABB | HGQ | 3410121000 | PC |  | 1 | CNXIHE4 | [5 empty] | 1 | 0 | PC | 2010-07-27 | 0 | PC
VTS-D3911-2413S | JDZX15-20R 15.75/v3 0.1/v3 0.1/3KV 50VA |  | 121EL-VT | 3GB |  | 12H | COMM | CS03 | Z001 | V |  | F | RM | PD | ZABB | HGQ | 3410121000 | PC |  | 1 | CNSHZEN2 | [5 empty] | 1 | 0 | PC | 2016-03-29 | 0 | PC
VTS-D41111-228123 | JDZX17-6R 4.16/v3 .1/v3 .1/v3 .1/3kV |  | 121EL-VT |  |  | B03 | COMM | CS03 | Z001 | V |  | F | RM | PD | ZABB | HGQ | 3410121000 | PC |  | 1 | T_GUIHUA_YE | [5 empty] | 1 | 0 | PC | 2012-07-09 | 0 | PC
VTS-D4130-20C0S | JDZXR22-6C1 4.16/v3:0.12/v3 kV |  | 121EL-VT |  |  | 129 | COMM | CS03 | Z001 | V |  | F | RM | PD | ZABB | HGQ | 3410121000 | PC |  | 1 | CNJISU10 | [5 empty] | 1 | 0 | PC | 2021-10-25 | 0 | PC
VTS-D4211-4423 | JDZX11-35W 22/v3 .1/v3 .1/3kV 50VA/CL0.5 |  | 121EL-VT | 3GB |  | 12H | COMM | CS03 | Z001 | V |  | F | RM | PD | ZABB | HGQ | 3410121000 | PC |  | 1 | T_GUIHUA_YE | [5 empty] | 1 | 0 | PC | 2012-05-21 | 0 | PC
VTS-D4211-I411 | JDZX11-35W 22/v3 0.1/v3 0.1/3kV CL0.2/6P |  | 121EL-VT | 3GB |  | 12H | COMM | CS03 | Z001 | V |  | F | RM | PD | ZABB | HGQ | 3410121000 | PC |  | 1 | CNXIHE4 | [5 empty] | 1 | 0 | PC | 2014-11-06 | 0 | PC
VTS-D4222-4823S | JDZX15-20R 22/√3/0.11/√3/0.11/3 |  | 121EL-VT | 3GB |  | 12H | COMM | CS03 | Z001 | V |  | F | RM | PD | ZABB | HGQ | 3410121000 | PC |  | 1 | CNJOCHE21 | [5 empty] | 1 | 0 | PC | 2021-08-25 | 0 | PC
VTS-D4222-H813S | JDZX15-20R 22/v3 0.11/v3 0.11/3kV |  | 121EL-VT |  |  | 129 | COMM | CS03 | Z001 | V |  | F | RM | PD | ZABB | HGQ | 3410121000 | PC |  | 1 | CNGELI3 | [5 empty] | 1 | 0 | PC | 2019-08-14 | 0 | PC
VTS-D4222-I423S | JDZX15-20R5 22/√3/0.11/√3/0.11/3kV |  | 121EL-VT |  |  | 129 | COMM | CS03 | Z001 | V |  | F | RM | PD | ZABB | HGQ | 3410121000 | PC |  | 1 | CNJOCHE21 | [5 empty] | 1 | 0 | PC | 2021-08-02 | 0 | PC
VTS-D4410-5020-NP | JDZX17-10R 13800/v3 100/v3V 60VA/CL0.5 |  | 121EL-VT | 3GB |  | 12H | COMM | CS03 | Z001 | V |  | F | RM | PD | ZABB | HGQ | 3410121000 | PC |  | 1 | CNXIHE4 | [5 empty] | 1 | 0 | PC | 2011-01-20 | 0 | PC
VTS-D4411-111A | JDZX9-20NG1-N 13.8/v3 0.1/v3 0.1/v3 kV |  | 121EL-VT | 3GB |  | 12H | COMM | CS03 | Z001 | V |  | F | RM | PD | ZABB | HGQ | 3410121000 | PC |  | 1 | CNZHZHA51 | [5 empty] | 1 | 0 | PC | 2020-09-09 | 0 | PC
VTS-D44111-228223 | JDZX9-20NG1-N 13.8/v3 0.1/v3 0.1/v3 0.1/ |  | 121EL-VT | 3GB |  | 12H | COMM | CS03 | Z001 | V |  | F | RM | PD | ZABB | HGQ | 3410121000 | PC |  | 1 | CNZHZHA51 | [5 empty] | 1 | 0 | PC | 2020-09-09 | 0 | PC
VTS-D44111-L28123 | JDZX9-20NG1-N 13.8/v3 0.1/v3 0.1/v3 0.1/ |  | 121EL-VT | 3GB |  | 12H | COMM | CS03 | Z001 | V |  | F | RM | PD | ZABB | HGQ | 3410121000 | PC |  | 1 | CNZHZHA51 | [5 empty] | 1 | 0 | PC | 2020-09-27 | 0 | PC
VTS-D4420-5020S-NP | JDZX17-10R 13800/v3 110/v3V 60VA/CL0.5 |  | 121EL-VT | 3GB |  | 12H | COMM | CS03 | Z001 | V |  | F | RM | PD | ZABB | HGQ | 3410121000 | PC |  | 1 | CNXIHE4 | [5 empty] | 1 | 0 | PC | 2010-12-07 | 0 | PC
VTS-D4470-4020 | JDZX17-10R 13.8/v3 .115/v3 |  | 121EL-VT | 3GB |  | 12H | COMM | CS03 | Z001 | V |  | F | RM | PD | ZABB | HGQ | 3410121000 | PC |  | 1 | T_GUIHUA_YE | [5 empty] | 1 | 0 | PC | 2012-06-14 | 0 | PC
VTS-D4478-4423 | JDZX17-10R 13.8/v3 .115/v3 .115/3kV |  | 121EL-VT | 3GB |  | 12H | COMM | CS03 | Z001 | V |  | F | RM | PD | ZABB | HGQ | 3410121000 | PC |  | 1 | T_GUIHUA_YE | [5 empty] | 1 | 0 | PC | 2012-06-14 | 0 | PC
VTS-D447C-2223 | JDZX17-10R 13.8/v3 .115/v3 .115/ v 3kV |  | 121EL-VT | 3GB |  | 12H | COMM | CS03 | Z001 | V |  | F | RM | PD | ZABB | HGQ | 3410121000 | PC |  | 1 | T_GUIHUA_YE | [5 empty] | 1 | 0 | PC | 2012-06-14 | 0 | PC
VTS-D5013-2213 | JDZX11-35R 22.9/v3¦0.1/v3¦0.1/v3kV |  | 121EL-VT |  |  | B03 | COMM | CS03 | Z001 | V |  | F | RM | PD | ZABB | HGQ | 3410121000 | PC |  | 1 | CNXIHE4 | [5 empty] | 1 | 0 | PC | 2011-09-06 | 0 | PC
VTS-D5139-2423S | JDZXR-6C 4.16/v3 0.12/v3 0.12/3KV 30VA/ |  | 121EL-VT | 3GB |  | 12H | COMM | CS03 | Z001 | V |  | F | RM | PD | ZABB | HGQ | 3410121000 | PC |  | 1 | CNXIHE4 | [5 empty] | 1 | 0 | PC | 2011-05-13 | 0 | PC
VTS-D5211-4423 | JDZX15-20R 15.75/v3¦0.1/v3¦0.1/3KV 50VA |  | 121EL-VT | 3GB |  | 12H | COMM | CS03 | Z001 | V |  | F | RM | PD | ZABB | HGQ | 3410121000 | PC |  | 1 | T_GUIHUA_YE | [5 empty] | 1 | 0 | PC | 2011-12-13 | 0 | PC
VTS-D5311-4423S | JDZX10-3C1 380/v3 100/v3 100/3V 50VA/CL0 |  | 121EL-VT | 3GB |  | 12H | COMM | CS03 | Z001 | V |  | F | RM | PD | ZABB | HGQ | 3410121000 | PC |  | 1 | T_GUIHUA_YE | [5 empty] | 1 | 0 | PC | 2012-01-18 | 0 | PC
VTS-D5422-4423S | JDZXR-6C 7.2/v3 0.11/v3 0.11/3kV CL0.5/5 |  | 121EL-VT |  |  | B03 | COMM | CS03 | Z001 | V |  | F | RM | PD | ZABB | HGQ | 3410121000 | PC |  | 1 | CNXIHE4 | [5 empty] | 1 | 0 | PC | 2012-05-28 | 0 | PC
VTS-D5637-J823S | JDZX17-3R 3.6/v3¦.12/v3¦.12/3kV,80VA/0.5 |  | 121EL-VT | 3GB |  | 12H | COMM | CS03 | Z001 | V |  | F | RM | PD | ZABB | HGQ | 3410121000 | PC |  | 1 | CNHUCHE9 | [5 empty] | 1 | 0 | PC | 2012-12-27 | 0 | PC
VTS-D5639-IIC3S | JDZX17-3R 3.6/v3¦.12/v3¦.12/v3kV,20VA/0. |  | 121EL-VT | 3GB |  | 12H | COMM | CS03 | Z001 | V |  | F | RM | PD | ZABB | HGQ | 3410121000 | PC |  | 1 | CNHUCHE9 | [5 empty] | 1 | 0 | PC | 2012-12-27 | 0 | PC
VTS-D6011-6823 | JDZX10-6C1 6/v3 .1/v3 .1/3kV |  | 121EL-VT | 3GB |  | 12H | COMM | CS03 | Z001 | V |  | F | RM | PD | ZABB | HGQ | 3410121000 | PC |  | 1 | CNJOCHE21 | [5 empty] | 1 | 0 | PC | 2021-05-28 | 0 | PC
VTS-D6111-1423 | JDZX10-3C1 2.6/v3 .1/v3 .1/3KV 15VA/0.5 |  | 121EL-VT | 3GB |  | 12H | COMM | CS03 | Z001 | V |  | F | RM | PD | ZABB | HGQ | 3410121000 | PC |  | 1 | T_GUIHUA_YE | [5 empty] | 1 | 0 | PC | 2013-11-20 | 0 | PC
VTS-D6411-2423S | JDZX15-20R 15.75/v3 0.1/v3 0.1/3kV |  | 121EL-VT | 3GB |  | 12H | COMM | CS03 | Z001 | V |  | F | RM | PD | ZABB | HGQ | 3410121000 | PC |  | 1 | CNXIHE4 | [5 empty] | 1 | 0 | PC | 2014-09-17 | 0 | PC
VTS-D6811-4423S | JDZX15-20R 21/v3 0.1/v3 0.1/3kV |  | 121EL-VT |  |  | B03 | COMM | CS03 | Z001 | V |  | F | RM | PD | ZABB | HGQ | 3410121000 | PC |  | 1 | CNXIHE4 | [5 empty] | 1 | 0 | PC | 2018-01-24 | 0 | PC
VTS-D6811-GI12S | JDZX13-20R2 21/v3 0.1/v3 0.1/v3 0.1/3 kV |  | 121EL-VT |  |  | B03 | COMM | CS03 | Z001 | V |  | F | RM | PD | ZABB | HGQ | 3410121000 | PC |  | 1 | CNXIHE4 | [5 empty] | 1 | 0 | PC | 2018-01-24 | 0 | PC
VTS-D6910-L010S | JDZX15-20R 18/v3 0.1/v3 |  | 121EL-VT | 3GB |  | 12H | COMM | CS03 | Z001 | V |  | F | RM | PD | ZABB | HGQ | 3410121000 | PC |  | 1 | CNGELI3 | [5 empty] | 1 | 0 | PC | 2020-02-20 | 0 | PC
VTS-G0311-4423 | JDZX22-3C1 3/v3 0.1/v3 0.1/3kV,0.5/3P |  | 121EL-VT | 3GB |  | B12 | COMM | CS03 | Z001 | V |  | F | RM | PD | ZABB | HGQ | 3410121000 | PC |  | 1 | CNDUYAN | [5 empty] | 1 | 0 | PC | 2018-03-07 | 0 | PC
VTS-G0311-4821 | JDZX23-3 3000/v3 100/v3 100/3 CL0.5/6P |  | 121EL-VT | 3GB |  | B12 | COMM | CS03 | Z001 | V |  | F | RM | PD | ZABB | HGQ | 3410121000 | PC |  | 1 | CNXIHE4 | [5 empty] | 1 | 0 | PC | 2013-05-22 | 0 | PC
VTS-G0311-4821S | JDZX23-3 3000/v3 100/v3 100/3 CL0.5/6P |  | 121EL-VT |  |  | B03 | COMM | CS03 | Z001 | V |  | F | RM | PD | ZABB | HGQ | 3410121000 | PC |  | 1 | CNXIHE4 | [5 empty] | 1 | 0 | PC | 2013-05-17 | 0 | PC
VTS-G0411-4423S | JDZXR23-3 3.3/v3 0.1/v3 0.1/3kV |  | 121EL-VT | 3GB |  | 12H | COMM | CS03 | Z001 | V |  | F | RM | PD | ZABB | HGQ | 3410121000 | PC |  | 1 | CNXIHE4 | [5 empty] | 1 | 0 | PC | 2017-04-20 | 0 | PC
VTS-G0411-I411S | JDZXR22-10C1 3.3/√3/0.11/√3kV 0.2 10VA |  | 121EL-VT | 3GB |  | 12H | COMM | CS03 | Z001 | V |  | F | RM | PD | ZABB | HGQ | 3410121000 | PC |  | 1 | CNJOCHE21 | [5 empty] | 1 | 0 | PC | 2021-07-07 | 0 | PC
VTS-G0411-I411S-1 | JDZXR23-10 3.3/√3/0.11/√3kV /0.11/3kV |  | 121EL-VT | 3GB |  | 12H | COMM | CS03 | Z001 | V |  | F | RM | PD | ZABB | HGQ | 3410121000 | PC |  | 1 | CNJOCHE21 | [5 empty] | 1 | 0 | PC | 2021-07-07 | 0 | PC
VTS-G0420-8090S | JDZXR22-3C1 3.3/v3 .11/v3,100VA/0.5(3P) |  | 121EL-VT | 3GB |  | 12H | COMM | CS03 | Z001 | V |  | F | RM | PD | ZABB | HGQ | 3410121000 | PC |  | 1 | CNGELI3 | [5 empty] | 1 | 0 | PC | 2019-11-25 | 0 | PC
VTS-G0420-H020S | JDZXR22-3C1 3.3/√3/0.11/√3kV,0.5 25VA |  | 121EL-VT | 3GB |  | 12H | COMM | CS03 | Z001 | V |  | F | RM | PD | ZABB | HGQ | 3410121000 | PC |  | 1 | CNDUYAN | [5 empty] | 1 | 0 | PC | 2020-05-28 | 0 | PC
VTS-G0422-2424S | JDZXR22-35C 33/v3 0.11/v3 0.11/3kV |  | 121EL-VT |  |  | 129 | COMM | CS03 | Z001 | V |  | F | RM | PD | ZABB | HGQ | 3410121000 | PC |  | 1 | CNJOCHE21 | [5 empty] | 1 | 0 | PC | 2020-09-11 | 0 | PC
VTS-G0422-4823S | JDZXR22-35C 33/v3 0.11/v3 0.11/3kV |  | 121EL-VT | 3GB |  | 12H | COMM | CS03 | Z001 | V |  | F | RM | PD | ZABB | HGQ | 3410121000 | PC |  | 1 | CNJOCHE21 | [5 empty] | 1 | 0 | PC | 2020-09-11 | 0 | PC
VTS-G0610-2010 | JDZX23-6 6/v3 0.1/v3kV 30VA/CL0.2 |  | 121EL-VT | 3GB |  | B12 | COMM | CS03 | Z001 | V |  | F | RM | PD | ZABB | HGQ | 3410121000 | PC |  | 1 | CNXIHE4 | [5 empty] | 1 | 0 | PC | 2017-02-23 | 0 | PC
VTS-G0610-4020S | JDZXR23-6 6/v3 0.1/v3 kV 50VA/CL0.5 W.TU |  | 121EL-VT | 3GB |  | B12 | COMM | CS03 | Z001 | V |  | F | RM | PD | ZABB | HGQ | 3410121000 | PC |  | 1 | T_GUIHUA_YE | [5 empty] | 1 | 0 | PC | 2014-06-19 | 0 | PC
VTS-G0610-G020S | JDZXR23-6 6/v3 0.1/v3 kV 40VA/CL0.5 |  | 121EL-VT | 3GB |  | B12 | COMM | CS03 | Z001 | V |  | F | RM | PD | ZABB | HGQ | 3410121000 | PC |  | 1 | CNXIHE4 | [5 empty] | 1 | 0 | PC | 2017-06-01 | 0 | PC
VTS-G0610-I010S | JDZXR23-6 6/v3 0.1/v3kV 20VA/CL0.2 |  | 121EL-VT | 3GB |  | B12 | COMM | CS03 | Z001 | V |  | F | RM | PD | ZABB | HGQ | 3410121000 | PC |  | 1 | CNXIHE4 | [5 empty] | 1 | 0 | PC | 2014-11-12 | 0 | PC
VTS-G0611-1413 | JDZX22-6C1 6/v3 0.1/v3 0.1/3 kV 15VA/CL0 |  | 121EL-VT | 3GB |  | B12 | COMM | CS03 | Z001 | V |  | F | RM | PD | ZABB | HGQ | 3410121000 | PC |  | 1 | T_GUIHUA_YE | [5 empty] | 1 | 0 | PC | 2014-04-03 | 0 | PC
VTS-G0611-1413S | JDZXR22-6C1 6/v3 0.1/v3 0.1/3kV |  | 121EL-VT |  |  | B03 | COMM | CS03 | Z001 | V |  | F | RM | PD | ZABB | HGQ | 3410121000 | PC |  | 1 | CNXIHE4 | [5 empty] | 1 | 0 | PC | 2014-04-03 | 0 | PC
VTS-G0611-1413S-1 | JDZXR22-6C1 6/v3 0.1/v3 0.1/3kV |  | 121EL-VT | 3GB |  | 12H | COMM | CS03 | Z001 | V |  | F | RM | PD | ZABB | HGQ | 3410121000 | PC |  | 1 | CNJOCHE21 | [5 empty] | 1 | 0 | PC | 2022-03-03 | 0 | PC
VTS-G0611-2213 | JDZX22-6C1 6/v3 0.1/v3 0.1/3 kV 30VA/CL0 |  | 121EL-VT | 3GB |  | B12 | COMM | CS03 | Z001 | V |  | F | RM | PD | ZABB | HGQ | 3410121000 | PC |  | 1 | CNSHZEN2 | [5 empty] | 1 | 0 | PC | 2016-08-23 | 0 | PC
VTS-G0611-2223S | JDZXR22-6C1 6/v3 0.1/v3 0.1/3kV |  | 121EL-VT | 3GB |  | B12 | COMM | CS03 | Z001 | V |  | F | RM | PD | ZABB | HGQ | 3410121000 | PC |  | 1 | T_GUIHUA_YE | [5 empty] | 1 | 0 | PC | 2016-02-22 | 0 | PC
VTS-G0611-2413 | JDZX22-6C2G-N 6/v3 0.1/v3 0.1/3kV |  | 121EL-VT | 3GB |  | B12 | COMM | CS03 | Z001 | V |  | F | RM | PD | ZABB | HGQ | 3410121000 | PC |  | 1 | CNXIHE4 | [5 empty] | 1 | 0 | PC | 2016-09-09 | 0 | PC
VTS-G0611-2413-1 | JDZX22-6C1 6/v3 0.1/v3 0.1/3kV |  | 121EL-VT | 3GB |  | 12H | COMM | CS03 | Z001 | V |  | F | RM | PD | ZABB | HGQ | 3410121000 | PC |  | 1 | CNXIHE4 | [5 empty] | 1 | 0 | PC | 2017-02-23 | 0 | PC
VTS-G0611-2413S | JDZXR23-6 6/v3 0.1/v3 0.1/3kV CL0.2/3P |  | 121EL-VT | 3GB |  | B12 | COMM | CS03 | Z001 | V |  | F | RM | PD | ZABB | HGQ | 3410121000 | PC |  | 1 | CNXIHE4 | [5 empty] | 1 | 0 | PC | 2018-01-23 | 0 | PC
VTS-G0611-2413S-1 | JDZXR22-6C1 6/v3 0.1/v3 0.1/3kV |  | 121EL-VT | 3GB |  | B12 | COMM | CS03 | Z001 | V |  | F | RM | PD | ZABB | HGQ | 3410121000 | PC |  | 1 | CNZHZHO5 | [5 empty] | 1 | 0 | PC | 2018-08-17 | 0 | PC
VTS-G0611-2421 | JDZX22-6C1 6/v3 0.1/v3 0.1/3kV 30VA/CL0. |  | 121EL-VT | 3GB |  | B12 | COMM | CS03 | Z001 | V |  | F | RM | PD | ZABB | HGQ | 3410121000 | PC |  | 1 | CNXIHE4 | [5 empty] | 1 | 0 | PC | 2015-06-16 | 0 | PC
VTS-G0611-2421-1 | JDZX23-6 6/v3 0.1/v3 0.1/3kV |  | 121EL-VT | 3GB |  | B12 | COMM | CS03 | Z001 | V |  | F | RM | PD | ZABB | HGQ | 3410121000 | PC |  | 1 | CNXIHE4 | [5 empty] | 1 | 0 | PC | 2016-07-11 | 0 | PC
VTS-G0611-2421S | JDZXR23-6 6/v3 0.1/v3 0.1/3kV 30VA/CL0.5 |  | 121EL-VT | 3GB |  | B12 | COMM | CS03 | Z001 | V |  | F | RM | PD | ZABB | HGQ | 3410121000 | PC |  | 1 | CNXIHE4 | [5 empty] | 1 | 0 | PC | 2015-06-15 | 0 | PC
VTS-G0611-2421S-1 | JDZXR22-6C1 6/v3 0.1/v3 0.1/3kV |  | 121EL-VT | 3GB |  | B12 | COMM | CS03 | Z001 | V |  | F | RM | PD | ZABB | HGQ | 3410121000 | PC |  | 1 | CNDUYAN | [5 empty] | 1 | 0 | PC | 2018-09-13 | 0 | PC
VTS-G0611-2423 | JDZX23-10 6/v3 0.1/v3 0.1/3kV |  | 121EL-VT | 3GB |  | B12 | COMM | CS03 | Z001 | V |  | F | RM | PD | ZABB | HGQ | 3410121000 | PC |  | 1 | CNXIHE4 | [5 empty] | 1 | 0 | PC | 2017-06-12 | 0 | PC
VTS-G0611-2423-1 | JDZX22-6C1G-N 6/v3 0.1/v3 0.1/3kV |  | 121EL-VT | 3GB |  | 12H | COMM | CS03 | Z001 | V |  | F | RM | PD | ZABB | HGQ | 3410121000 | PC |  | 1 | CNXIHE4 | [5 empty] | 1 | 0 | PC | 2017-11-01 | 0 | PC
VTS-G0611-2423-2 | JDZX22-6C 6/v3 0.1/v3 0.1/3kV |  | 121EL-VT | 3GB |  | B12 | COMM | CS03 | Z001 | V |  | F | RM | PD | ZABB | HGQ | 3410121000 | PC |  | 1 | CNXIHE4 | [5 empty] | 1 | 0 | PC | 2017-11-01 | 0 | PC
VTS-G0611-2423-3 | JDZX28-10C1 6/v3 0.1/v3 0.1/3kV 0.5/3P |  | 121EL-VT | 3GB |  | 12H | COMM | CS03 | Z001 | V |  | F | RM | PD | ZABB | HGQ | 3410121000 | PC |  | 1 | CNDUYAN | [5 empty] | 1 | 0 | PC | 2020-08-28 | 0 | PC
VTS-G0611-2423-4 | JDZX28-10C1G-N 6/√3/0.1/√3/0.1/3 kV |  | 121EL-VT | 3GB |  | 12H | COMM | CS03 | Z001 | V |  | F | RM | PD | ZABB | HGQ | 3410121000 | PC |  | 1 | CNJOCHE21 | [5 empty] | 1 | 0 | PC | 2021-06-22 | 0 | PC
VTS-G0611-2423S | JDZXR22-6C1 6/v3 0.1/v3 0.1/3kV CL0.5/3P |  | 121EL-VT | 3GB |  | B12 | COMM | CS03 | Z001 | V |  | F | RM | PD | ZABB | HGQ | 3410121000 | PC |  | 1 | CNXIHE4 | [5 empty] | 1 | 0 | PC | 2013-11-29 | 0 | PC
VTS-G0611-2423S-1 | JDZXR23-6 6/v3 0.1/v3 0.1/3kV |  | 121EL-VT | 3GB |  | 12H | COMM | CS03 | Z001 | V |  | F | RM | PD | ZABB | HGQ | 3410121000 | PC |  | 1 | CNDUYAN | [5 empty] | 1 | 0 | PC | 2018-09-26 | 0 | PC
VTS-G0611-2813S | JDZXR23-6 6/v3 0.1/v3 0.1/3kV |  | 121EL-VT | 3GB |  | B12 | COMM | CS03 | Z001 | V |  | F | RM | PD | ZABB | HGQ | 3410121000 | PC |  | 1 | CNXIHE4 | [5 empty] | 1 | 0 | PC | 2016-09-20 | 0 | PC
VTS-G0611-2823 | JDZX22-6C1 6/v3 0.1/v3 0.1/3 kV |  | 121EL-VT | 3GB |  | B12 | COMM | CS03 | Z001 | V |  | F | RM | PD | ZABB | HGQ | 3410121000 | PC |  | 1 | CNXIHE4 | [5 empty] | 1 | 0 | PC | 2017-03-07 | 0 | PC
VTS-G0611-2823S | JDZXR22-6C1 6/v3 0.1/v3 0.1/3kV |  | 121EL-VT | 3GB |  | B12 | COMM | CS03 | Z001 | V |  | F | RM | PD | ZABB | HGQ | 3410121000 | PC |  | 1 | CNXIHE4 | [5 empty] | 1 | 0 | PC | 2017-10-31 | 0 | PC
VTS-G0611-4411S | JDZXR22-6C1 6/v3 0.1/v3 0.1/3kV |  | 121EL-VT |  |  | B03 | COMM | CS03 | Z001 | V |  | F | RM | PD | ZABB | HGQ | 3410121000 | PC |  | 1 | CNXIHE4 | [5 empty] | 1 | 0 | PC | 2017-08-11 | 0 | PC
VTS-G0611-4413S | JDZXR23-6 6/v3 0.1/v3 0.1/3kV |  | 121EL-VT | 3GB |  | B12 | COMM | CS03 | Z001 | V |  | F | RM | PD | ZABB | HGQ | 3410121000 | PC |  | 1 | CNXIHE4 | [5 empty] | 1 | 0 | PC | 2017-12-15 | 0 | PC
VTS-G0611-4421 | JDZX22-6C1 6/v3 0.1/v3 0.1/3kV CL0.5/6P |  | 121EL-VT | 3GB |  | B12 | COMM | CS03 | Z001 | V |  | F | RM | PD | ZABB | HGQ | 3410121000 | PC |  | 1 | CNXIHE4 | [5 empty] | 1 | 0 | PC | 2014-11-07 | 0 | PC
VTS-G0611-4421-1 | JDZX23-6 6/v3 0.1/v3 0.1/3kV,0.5/6P |  | 121EL-VT | 3GB |  | B12 | COMM | CS03 | Z001 | V |  | F | RM | PD | ZABB | HGQ | 3410121000 | PC |  | 1 | T_GUIHUA_YE | [5 empty] | 1 | 0 | PC | 2015-07-10 | 0 | PC
VTS-G0611-4421-2 | JDZXR22-6C1 6/v3 0.1/v3 0.1/3kV |  | 121EL-VT | 3GB |  | 12H | COMM | CS03 | Z001 | V |  | F | RM | PD | ZABB | HGQ | 3410121000 | PC |  | 1 | CNSHZEN2 | [5 empty] | 1 | 0 | PC | 2017-05-31 | 0 | PC
VTS-G0611-4423 | JDZX22-6C1 6/v3 0.1/v3 0.1/3kV CL0.5/3P |  | 121EL-VT | 3GB |  | 12H | COMM | CS03 | Z001 | V |  | F | RM | PD | ZABB | HGQ | 3410121000 | PC |  | 1 | CNXIHE4 | [5 empty] | 1 | 0 | PC | 2014-03-20 | 0 | PC
VTS-G0611-4423-1 | JDZX23-6 6/v3 0.1/v3 0.1/3kV 50VA/CL0.5 |  | 121EL-VT | 3GB |  | B12 | COMM | CS03 | Z001 | V |  | F | RM | PD | ZABB | HGQ | 3410121000 | PC |  | 1 | T_GUIHUA_YE | [5 empty] | 1 | 0 | PC | 2015-08-12 | 0 | PC
VTS-G0611-4423-2 | JDZX22- 6C1G-N 6/v3 0.1/v3 0.1/3kV CL0.5 |  | 121EL-VT | 3GB |  | B12 | COMM | CS03 | Z001 | V |  | F | RM | PD | ZABB | HGQ | 3410121000 | PC |  | 1 | CNSHZEN2 | [5 empty] | 1 | 0 | PC | 2016-01-27 | 0 | PC
VTS-G0611-4423-3 | JDZX22-6C1 6/v3 0.1/v3 0.1/3kV,0.5/3P |  | 121EL-VT | 3GB |  | 12H | COMM | CS03 | Z001 | V |  | F | RM | PD | ZABB | HGQ | 3410121000 | PC |  | 1 | CNADDEN | [5 empty] | 1 | 0 | PC | 2021-07-02 | 0 | PC
VTS-G0611-4423S | JDZXR22-6C1 6/v3 0.1/v3 0.1/3kV |  | 121EL-VT | 3GB |  | B12 | COMM | CS03 | Z001 | V |  | F | RM | PD | ZABB | HGQ | 3410121000 | PC |  | 1 | CNXIHE4 | [5 empty] | 1 | 0 | PC | 2014-02-10 | 0 | PC
VTS-G0611-4423S-2 | JDZXR23-6 6/v3 0.1/v3 0.1/3kV 50VA/CL0. |  | 121EL-VT | 3GB |  | B12 | COMM | CS03 | Z001 | V |  | F | RM | PD | ZABB | HGQ | 3410121000 | PC |  | 1 | T_GUIHUA_YE | [5 empty] | 1 | 0 | PC | 2015-08-12 | 0 | PC
VTS-G0611-4423S-4 | JDZXR23-6 6/v3 0.1/v3 0.1/3kV 50VA/CL0. |  | 121EL-VT | 3GB |  | B12 | COMM | CS03 | Z001 | V |  | F | RM | PD | ZABB | HGQ | 3410121000 | PC |  | 1 | CNSHZEN2 | [5 empty] | 1 | 0 | PC | 2018-02-25 | 0 | PC
VTS-G0611-4423S-5 | JDZXR24-6 6/v3 0.1/v3 0.1/3kV |  | 121EL-VT |  |  | B03 | COMM | CS03 | Z001 | V |  | F | RM | PD | ZABB | HGQ | 3410121000 | PC |  | 1 | CNSHZEN2 | [5 empty] | 1 | 0 | PC | 2018-04-09 | 0 | PC
VTS-G0611-4493 | JDZX28-10C1 6/v3 0.1/v3 0.1/3kV |  | 121EL-VT | 3GB |  | 12H | COMM | CS03 | Z001 | V |  | F | EL | PD | ZABB | HGQ | 3410121000 | PC |  | 1 | CNJOCHE21 | [5 empty] | 1 | 0 | PC | 2021-04-06 | 0 | PC
VTS-G0611-4523 | JDZX22-10W-N 6/v3 0.1/v3 0.1/3kV |  | 121EL-VT | 3GD |  | 12H | COMM | CS03 | Z001 | V |  | F | RM | PD | ZABB | HGQ | 3410121000 | PC |  | 1 | CNJISU10 | [5 empty] | 1 | 0 | PC | 2022-03-07 | 0 | PC
VTS-G0611-4813 | JDZX23-6 6/v3 0.1/v3 0.1/3kV |  | 121EL-VT | 3GB |  | B12 | COMM | CS03 | Z001 | V |  | F | RM | PD | ZABB | HGQ | 3410121000 | PC |  | 1 | CNXIHE4 | [5 empty] | 1 | 0 | PC | 2016-10-18 | 0 | PC
VTS-G0611-4821 | JDZX22-6C1 6/v3 0.1/v3 0.1/3kV |  | 121EL-VT | 3GB |  | B12 | COMM | CS03 | Z001 | V |  | F | RM | PD | ZABB | HGQ | 3410121000 | PC |  | 1 | CNXIHE4 | [5 empty] | 1 | 0 | PC | 2017-08-02 | 0 | PC
VTS-G0611-4821-1 | JDZX22-10C1 6/v3 0.1/v3 0.1/3kV |  | 121EL-VT |  |  | B03 | COMM | CS03 | Z001 | V |  | F | RM | PD | ZABB | HGQ | 3410121000 | PC |  | 1 | CNXIHE4 | [5 empty] | 1 | 0 | PC | 2017-12-18 | 0 | PC
VTS-G0611-4823 | JDZX23-6 6/v3 0.1/v3 0.1/3kV,0.5/3P |  | 121EL-VT | 3GB |  | B12 | COMM | CS03 | Z001 | V |  | F | RM | PD | ZABB | HGQ | 3410121000 | PC |  | 1 | CNXIHE4 | [5 empty] | 1 | 0 | PC | 2014-05-12 | 0 | PC
VTS-G0611-4823-1 | JDZX22-6C1 6/v3 0.1/v3 0.1/3kV,CL0.5/3P |  | 121EL-VT | 3GB |  | 12H | COMM | CS03 | Z001 | V |  | F | RM | PD | ZABB | HGQ | 3410121000 | PC |  | 1 | CNXIHE4 | [5 empty] | 1 | 0 | PC | 2014-06-11 | 0 | PC
VTS-G0611-4823-2 | JDZX22-6W-N 6/v3 0.1/v3 0.1/3kV |  | 121EL-VT | 3GB |  | B12 | COMM | CS03 | Z001 | V |  | F | RM | PD | ZABB | HGQ | 3410121000 | PC |  | 1 | CNXIHE4 | [5 empty] | 1 | 0 | PC | 2016-09-20 | 0 | PC
VTS-G0611-4823-3 | JDZX23-6 6/v3 0.1/v3 0.1/3kV CL0.2/3P |  | 121EL-VT | 3GB |  | B12 | COMM | CS03 | Z001 | V |  | F | RM | PD | ZABB | HGQ | 3410121000 | PC |  | 1 | CNXIHE4 | [5 empty] | 1 | 0 | PC | 2016-10-27 | 0 | PC
VTS-G0611-4823-4 | JDZX22-6C1G-N 6/v3 0.1/v3 0.1/3kV |  | 121EL-VT | 3GB |  | 12H | COMM | CS03 | Z001 | V |  | F | RM | PD | ZABB | HGQ | 3410121000 | PC |  | 1 | CNDUYAN | [5 empty] | 1 | 0 | PC | 2020-06-28 | 0 | PC
VTS-G0611-4823S | JDZXR23-6 6/v3 0.1/v3 0.1/3kV CL0.5/3P |  | 121EL-VT | 3GB |  | B12 | COMM | CS03 | Z001 | V |  | F | RM | PD | ZABB | HGQ | 3410121000 | PC |  | 1 | CNXIHE4 | [5 empty] | 1 | 0 | PC | 2014-05-08 | 0 | PC
VTS-G0611-4823S-1 | JDZXR22-6C1 6/v3 0.1/v3 0.1/3kV |  | 121EL-VT | 3GB |  | 12H | COMM | CS03 | Z001 | V |  | F | RM | PD | ZABB | HGQ | 3410121000 | PC |  | 1 | CNERZHA11 | [5 empty] | 1 | 0 | PC | 2017-05-20 | 0 | PC
VTS-G0611-4823S-2 | JDZXR22-6C1 6/v3 0.1/v3 0.1/3kV CL0.5/3P |  | 121EL-VT | 3GB |  | B12 | COMM | CS03 | Z001 | V |  | F | RM | PD | ZABB | HGQ | 3410121000 | PC |  | 1 | CNXIHE4 | [5 empty] | 1 | 0 | PC | 2017-11-27 | 0 | PC
VTS-G0611-4823S-3 | JDZXR24-6 6/v3 0.1/v3 0.1/3kV |  | 121EL-VT | 3GB |  | B12 | COMM | CS03 | Z001 | V |  | F | RM | PD | ZABB | HGQ | 3410121000 | PC |  | 1 | CNDUYAN | [5 empty] | 1 | 0 | PC | 2018-06-12 | 0 | PC
VTS-G0611-4893 | JDZX23-6 6/v3 0.1/v3 0.1/3kV |  | 121EL-VT | 3GB |  | B12 | COMM | CS03 | Z001 | V |  | F | RM | PD | ZABB | HGQ | 3410121000 | PC |  | 1 | CNXIHE4 | [5 empty] | 1 | 0 | PC | 2017-11-13 | 0 | PC
VTS-G0611-5423S | JDZXR22-6C1 6/v3 0.1/v3 0.1/3kV CL0.5/3P |  | 121EL-VT | 3GB |  | 12H | COMM | CS03 | Z001 | V |  | F | RM | PD | ZABB | HGQ | 3410121000 | PC |  | 1 | CNXIHE4 | [5 empty] | 1 | 0 | PC | 2015-03-16 | 0 | PC
VTS-G0611-5823 | JDZX22-6C1G-N 6/v3 0.1/v3 0.1/3kV |  | 121EL-VT | 3GB |  | B12 | COMM | CS03 | Z001 | V |  | F | RM | PD | ZABB | HGQ | 3410121000 | PC |  | 1 | CNXIHE4 | [5 empty] | 1 | 0 | PC | 2016-03-23 | 0 | PC
VTS-G0611-5823-1 | JDZX22-10C1 6/v3 0.1/v3 0.1/3kV,CL0.5/3P |  | 121EL-VT | 3GB |  | 12H | COMM | CS03 | Z001 | V |  | F | RM | PD | ZABB | HGQ | 3410121000 | PC |  | 1 | CNJOCHE21 | [5 empty] | 1 | 0 | PC | 2021-04-22 | 0 | PC
VTS-G0611-6623S | JDZX22-6C1 6/v3 .1/v3 .1/3kV 75VA/CL0.5 |  | 121EL-VT |  |  | B03 | COMM | CS03 | Z001 | V |  | F | RM | PD | ZABB | HGQ | 3410121000 | PC |  | 1 | CNZHZHO5 | [5 empty] | 1 | 0 | PC | 2018-03-28 | 0 | PC
VTS-G0611-6823 | JDZX23-6 6/v3 0.1/v3 0.1/3 kV CL0.5/75VA |  | 121EL-VT | 3GB |  | B12 | COMM | CS03 | Z001 | V |  | F | RM | PD | ZABB | HGQ | 3410121000 | PC |  | 1 | T_GUIHUA_YE | [5 empty] | 1 | 0 | PC | 2014-06-19 | 0 | PC
VTS-G0611-6823-1 | JDZX22-6C1 6/v3 0.1/v3 0.1/3kV CL0.5/3P |  | 121EL-VT | 3GB |  | B12 | COMM | CS03 | Z001 | V |  | F | RM | PD | ZABB | HGQ | 3410121000 | PC |  | 1 | CNXIHE4 | [5 empty] | 1 | 0 | PC | 2015-05-20 | 0 | PC
VTS-G0611-6823-2 | JDZX22-6C1G-N 6/v3 0.1/v3 0.1/3kV |  | 121EL-VT | 3GB |  | B12 | COMM | CS03 | Z001 | V |  | F | RM | PD | ZABB | HGQ | 3410121000 | PC |  | 1 | CNXIHE4 | [5 empty] | 1 | 0 | PC | 2017-03-07 | 0 | PC
VTS-G0611-6823-3 | JDZX22-10W-N 6/v3 0.1/v3 0.1/3kV |  | 121EL-VT |  |  | 129 | COMM | CS03 | Z001 | V |  | F | RM | PD | ZABB | HGQ | 3410121000 | PC |  | 1 | CNJOCHE21 | [5 empty] | 1 | 0 | PC | 2021-09-01 | 0 | PC
VTS-G0611-7821 | JDZX23-6 6/v3 0.1/v3 0.1/3kV,0.5/6P |  | 121EL-VT | 3GB |  | B12 | COMM | CS03 | Z001 | V |  | F | RM | PD | ZABB | HGQ | 3410121000 | PC |  | 1 | CNDUYAN | [5 empty] | 1 | 0 | PC | 2018-06-12 | 0 | PC
VTS-G0611-7823 | JDZX23-6 6/v3 0.1/v3 0.1/3kV 0.5/3P |  | 121EL-VT | 3GB |  | B12 | COMM | CS03 | Z001 | V |  | F | RM | PD | ZABB | HGQ | 3410121000 | PC |  | 1 | CNXIHE4 | [5 empty] | 1 | 0 | PC | 2014-11-14 | 0 | PC
VTS-G0611-7893 | JDZX23-6 6/v3 0.1/v3 0.1/3kV |  | 121EL-VT | 3GB |  | B12 | COMM | CS03 | Z001 | V |  | F | RM | PD | ZABB | HGQ | 3410121000 | PC |  | 1 | CNXIHE4 | [5 empty] | 1 | 0 | PC | 2017-03-02 | 0 | PC
VTS-G0611-7893S | JDZXR23-6 6/v3 0.1/v3 0.1/3kV |  | 121EL-VT | 3GB |  | B12 | COMM | CS03 | Z001 | V |  | F | RM | PD | ZABB | HGQ | 3410121000 | PC |  | 1 | CNXIHE4 | [5 empty] | 1 | 0 | PC | 2017-03-23 | 0 | PC
VTS-G0611-8823S | JDZXR23-6 6/v3 .1/v3 .1/3kV 0.5/3P |  | 121EL-VT | 3GB |  | B12 | COMM | CS03 | Z001 | V |  | F | RM | PD | ZABB | HGQ | 3410121000 | PC |  | 1 | CNSHZEN2 | [5 empty] | 1 | 0 | PC | 2017-01-19 | 0 | PC
VTS-G0611-H411S | JDZXR22-6C1 6/v3 0.1/v3 0.1/3kV,CL0.2/6P |  | 121EL-VT | 3GB |  | B12 | COMM | CS03 | Z001 | V |  | F | RM | PD | ZABB | HGQ | 3410121000 | PC |  | 1 | CNXIHE4 | [5 empty] | 1 | 0 | PC | 2014-07-28 | 0 | PC
VTS-G0611-H413 | JDZX22-6C1 6/v3 0.1/v3 0.1/3kV 25VA/CL0. |  | 121EL-VT | 3GB |  | 12H | COMM | CS03 | Z001 | V |  | F | RM | PD | ZABB | HGQ | 3410121000 | PC |  | 1 | CNXIHE4 | [5 empty] | 1 | 0 | PC | 2015-09-17 | 0 | PC
VTS-G0611-H413-1 | JDZX22-6C1 6/v3 0.1/v3 0.1/3kV |  | 121EL-VT | 3GB |  | 12H | COMM | CS03 | Z001 | V |  | F | RM | PD | ZABB | HGQ | 3410121000 | PC |  | 1 | CNJOCHE21 | [5 empty] | 1 | 0 | PC | 2022-03-03 | 0 | PC
VTS-G0611-H413S | JDZXR22-6C1 6/v3 0.1/v3 0.1/3kV CL0.2/3P |  | 121EL-VT | 3GB |  | B12 | COMM | CS03 | Z001 | V |  | F | RM | PD | ZABB | HGQ | 3410121000 | PC |  | 1 | CNXIHE4 | [5 empty] | 1 | 0 | PC | 2014-02-10 | 0 | PC
VTS-G0611-H413S-1 | JDZXR23-6 6/v3 0.1/v3 0.1/3kV;0.2/3P |  | 121EL-VT | 3GB |  | B12 | COMM | CS03 | Z001 | V |  | F | RM | PD | ZABB | HGQ | 3410121000 | PC |  | 1 | CNDUYAN | [5 empty] | 1 | 0 | PC | 2018-03-19 | 0 | PC
VTS-G0611-H413S-2 | JDZXR22-6C1 6/v3 0.1/v3 0.1/3kV |  | 121EL-VT | 3GB |  | 12H | COMM | CS03 | Z001 | V |  | F | RM | PD | ZABB | HGQ | 3410121000 | PC |  | 1 | CNJOCHE21 | [5 empty] | 1 | 0 | PC | 2022-03-03 | 0 | PC
VTS-G0611-H813 | JDZX22-6C1 6/v3 0.1/v3 0.1/3kV |  | 121EL-VT | 3GB |  | B12 | COMM | CS03 | Z001 | V |  | F | RM | PD | ZABB | HGQ | 3410121000 | PC |  | 1 | CNXIHE4 | [5 empty] | 1 | 0 | PC | 2016-10-31 | 0 | PC
VTS-G0611-I413 | JDZX22-6C1G-N 6/v3 0.1/v3 0.1/3kV |  | 121EL-VT | 3GB |  | B12 | COMM | CS03 | Z001 | V |  | F | RM | PD | ZABB | HGQ | 3410121000 | PC |  | 1 | CNDUYAN | [5 empty] | 1 | 0 | PC | 2018-04-04 | 0 | PC
VTS-G0611-I423 | JDZX23-6 6/v3 0.1/v3 0.1/3kV 20VA/CL0.5 |  | 121EL-VT | 3GB |  | B12 | COMM | CS03 | Z001 | V |  | F | RM | PD | ZABB | HGQ | 3410121000 | PC |  | 1 | T_GUIHUA_YE | [5 empty] | 1 | 0 | PC | 2015-11-19 | 0 | PC
VTS-G0611-J423 | JDZXR22-6C1 6/v3 0.1/v3 0.1/3kV CL0.5/80 |  | 121EL-VT | 3GB |  | B12 | COMM | CS03 | Z001 | V |  | F | RM | PD | ZABB | HGQ | 3410121000 | PC |  | 1 | CNXIHE4 | [5 empty] | 1 | 0 | PC | 2013-01-28 | 0 | PC
VTS-G0611-J423-1 | JDZX22-6C1 6000/v3 100/v3 100/3V 80VA/CL |  | 121EL-VT | 3GB |  | B12 | COMM | CS03 | Z001 | V |  | F | RM | PD | ZABB | HGQ | 3410121000 | PC |  | 1 | CNXIHE4 | [5 empty] | 1 | 0 | PC | 2013-01-28 | 0 | PC
VTS-G06111-222123 | JDZX22-6W-A 6/v3 0.1/v3 0.1/v3 0.1/3kV |  | 121EL-VT | 3GB |  | B12 | COMM | CS03 | Z001 | V |  | F | RM | PD | ZABB | HGQ | 3410121000 | PC |  | 1 | CNDUYAN | [5 empty] | 1 | 0 | PC | 2020-05-11 | 0 | PC
VTS-G06111-222123S | JDZXR23-6 6/v3 0.1/v3 0.1/v3 0.1/3kV |  | 121EL-VT | 3GB |  | 12H | COMM | CS03 | Z001 | V |  | F | RM | PD | ZABB | HGQ | 3410121000 | PC |  | 1 | CNDUYAN | [5 empty] | 1 | 0 | PC | 2020-05-09 | 0 | PC
VTS-G06111-224123 | JDZX22-6W-N 6/v3 0.1/v3 0.1/v3 0.1/3kV |  | 121EL-VT | 3GB |  | B12 | COMM | CS03 | Z001 | V |  | F | RM | PD | ZABB | HGQ | 3410121000 | PC |  | 1 | CNXIHE4 | [5 empty] | 1 | 0 | PC | 2018-01-12 | 0 | PC
VTS-G06111-224123S | JDZXR23-6 6/v3 0.1/v3 0.1/v3 0.1/3kV |  | 121EL-VT | 3GB |  | B12 | COMM | CS03 | Z001 | V |  | F | RM | PD | ZABB | HGQ | 3410121000 | PC |  | 1 | T_GUIHUA_YE | [5 empty] | 1 | 0 | PC | 2016-02-22 | 0 | PC
VTS-G06111-224213 | JDZX23-6 6/v3 0.1/v3 0.1/v3 0.1/3kV |  | 121EL-VT | 3GB |  | B12 | COMM | CS03 | Z001 | V |  | F | RM | PD | ZABB | HGQ | 3410121000 | PC |  | 1 | CNXIHE4 | [5 empty] | 1 | 0 | PC | 2016-06-14 | 0 | PC
VTS-G06111-224283 | JDZX22-6W-N 6/v3 0.1/v3 0.1/v3 0.1/3kV |  | 121EL-VT | 3GB |  | B12 | COMM | CS03 | Z001 | V |  | F | RM | PD | ZABB | HGQ | 3410121000 | PC |  | 1 | CNDUYAN | [5 empty] | 1 | 0 | PC | 2018-04-04 | 0 | PC
VTS-G06111-228123 | JDZX22-6W-N 6/v3 0.1/v3 0.1/v3 0.1/3 kV |  | 121EL-VT | 3GB |  | B12 | COMM | CS03 | Z001 | V |  | F | RM | PD | ZABB | HGQ | 3410121000 | PC |  | 1 | T_GUIHUA_YE | [5 empty] | 1 | 0 | PC | 2014-09-11 | 0 | PC
VTS-G06111-244123 | JDZX22-6W-N 6/v3 0.1/v3 0.1/v3 0.1/3kV |  | 121EL-VT | 3GB |  | B12 | COMM | CS03 | Z001 | V |  | F | RM | PD | ZABB | HGQ | 3410121000 | PC |  | 1 | CNXIHE4 | [5 empty] | 1 | 0 | PC | 2014-05-29 | 0 | PC
VTS-G06111-244193 | JDZX23-6 6/v3 0.1/v3 0.1/v3 0.1/3kV |  | 121EL-VT |  |  | B03 | COMM | CS03 | Z001 | V |  | F | RM | PD | ZABB | HGQ | 3410121000 | PC |  | 1 | CNXIHE4 | [5 empty] | 1 | 0 | PC | 2014-05-15 | 0 | PC
VTS-G06111-2G4121 | JDZX23-6 6/v3 0.1/v3 0.1/v3 0.1/3kV |  | 121EL-VT | 3GB |  | B12 | COMM | CS03 | Z001 | V |  | F | RM | PD | ZABB | HGQ | 3410121000 | PC |  | 1 | CNXIHE4 | [5 empty] | 1 | 0 | PC | 2015-06-12 | 0 | PC
VTS-G06111-2G4123 | JDZX23-6 6/v3 0.1/v3 0.1/v3 0.1/3kV |  | 121EL-VT | 3GB |  | B12 | COMM | CS03 | Z001 | V |  | F | RM | PD | ZABB | HGQ | 3410121000 | PC |  | 1 | CNXIHE4 | [5 empty] | 1 | 0 | PC | 2014-05-14 | 0 | PC
VTS-G06111-2G8121S | JDZXR23-6 6/v3 0.1/v3 0.1/v3 0.1/3kV |  | 121EL-VT | 3GB |  | B03 | COMM | CS03 | Z001 | V |  | F | RM | PD | ZABB | HGQ | 3410121000 | PC |  | 1 | CNSHZEN2 | [5 empty] | 1 | 0 | PC | 2017-10-13 | 0 | PC
VTS-G06111-2G8123 | JDZX23-10 6/v3 0.1/v3 0.1/v3 0.1/3kV |  | 121EL-VT | 3GB |  | 12H | COMM | CS03 | Z001 | V |  | F | RM | PD | ZABB | HGQ | 3410121000 | PC |  | 1 | CNJISU10 | [5 empty] | 1 | 0 | PC | 2021-11-03 | 0 | PC
VTS-G06111-2G8123S | JDZXR23-6 6/v3 0.1/v3 0.1/v3 0.1/3kV |  | 121EL-VT | 3GB |  | B12 | COMM | CS03 | Z001 | V |  | F | RM | PD | ZABB | HGQ | 3410121000 | PC |  | 1 | CNXIHE4 | [5 empty] | 1 | 0 | PC | 2016-08-16 | 0 | PC
VTS-G06111-448123 | JDZX22-6W-N 6/v3 0.1/v3 0.1/v3 0.1/3 kV |  | 121EL-VT |  |  | B03 | COMM | CS03 | Z001 | V |  | F | RM | PD | ZABB | HGQ | 3410121000 | PC |  | 1 | CNXIHE4 | [5 empty] | 1 | 0 | PC | 2017-09-09 | 0 | PC
VTS-G06111-448193S | JDZXR24-6 6/v3 0.1/v3 0.1/v3 0.1/3kV |  | 121EL-VT | 3GB |  | B12 | COMM | CS03 | Z001 | V |  | F | RM | PD | ZABB | HGQ | 3410121000 | PC |  | 1 | T_GUIHUA_YE | [5 empty] | 1 | 0 | PC | 2015-10-22 | 0 | PC
VTS-G06111-H24123 | JDZX22-6W-N 6/v3 0.1/v3 0.1/v3 0.1/3kV |  | 121EL-VT | 3GB |  | B12 | COMM | CS03 | Z001 | V |  | F | RM | PD | ZABB | HGQ | 3410121000 | PC |  | 1 | CNXIHE4 | [5 empty] | 1 | 0 | PC | 2014-07-14 | 0 | PC
VTS-G06111-H24193 | JDZX22-6W-N 6/v3 0.1/v3 0.1/v3 0.1/3 kV |  | 121EL-VT | 3GB |  | B12 | COMM | CS03 | Z001 | V |  | F | RM | PD | ZABB | HGQ | 3410121000 | PC |  | 1 | T_GUIHUA_YE | [5 empty] | 1 | 0 | PC | 2014-05-19 | 0 | PC
VTS-G06111-I28123 | JDZX22-6W-N 6/v3 0.1/v3 0.1/v3 0.1/3kV |  | 121EL-VT | 3GB |  | B12 | COMM | CS03 | Z001 | V |  | F | RM | PD | ZABB | HGQ | 3410121000 | PC |  | 1 | CNXIHE4 | [5 empty] | 1 | 0 | PC | 2017-01-04 | 0 | PC
VTS-G06111-II4183 | JDZX22-6W-N 6/v3 0.1/v3 0.1/v3 0.1/3kV |  | 121EL-VT | 3GB |  | B12 | COMM | CS03 | Z001 | V |  | F | RM | PD | ZABB | HGQ | 3410121000 | PC |  | 1 | CNDUYAN | [5 empty] | 1 | 0 | PC | 2018-04-04 | 0 | PC
VTS-G06111224123-1 | JDZX23-10 6/v3 0.1/v3 0.1/v3 0.1/3kV |  | 121EL-VT | 3GB |  | 12H | COMM | CS03 | Z001 | V |  | F | RM | PD | ZABB | HGQ | 3410121000 | PC |  | 1 | CNZHZHA51 | [5 empty] | 1 | 0 | PC | 2020-11-17 | 0 | PC
VTS-G06111228123-1 | JDZX22-6W-A(N) 6/v3 0.1/v3 0.1/v3 0.1/3 |  | 121EL-VT |  |  | B03 | COMM | CS03 | Z001 | V |  | F | RM | PD | ZABB | HGQ | 3410121000 | PC |  | 1 | CNXIHE4 | [5 empty] | 1 | 0 | PC | 2017-08-24 | 0 | PC
VTS-G06111228123-2 | JDZX23-6 6/v3 0.1/v3 0.1/v3 0.1/3kV |  | 121EL-VT | 3GB |  | B12 | COMM | CS03 | Z001 | V |  | F | RM | PD | ZABB | HGQ | 3410121000 | PC |  | 1 | CNXIHE4 | [5 empty] | 1 | 0 | PC | 2017-08-24 | 0 | PC
VTS-G06111228123-3 | JDZX22-10W-N 6/√3/0.1/√3kV 0.2 30VA |  | 121EL-VT | 3GB |  | 12H | COMM | CS03 | Z001 | V |  | F | RM | PD | ZABB | HGQ | 3410121000 | PC |  | 1 | CNJOCHE21 | [5 empty] | 1 | 0 | PC | 2021-11-16 | 0 | PC
VTS-G06111448223S1 | JDZXR23-6 6/v3 0.1/v3 0.1/v3 0.1/3 kV W. |  | 121EL-VT | 3GB |  | B12 | COMM | CS03 | Z001 | V |  | F | RM | PD | ZABB | HGQ | 3410121000 | PC |  | 1 | T_GUIHUA_YE | [5 empty] | 1 | 0 | PC | 2014-05-15 | 0 | PC
VTS-G06111I28123-1 | JDZX22-10W-N 6/v3 0.1/v3 0.1/v3 0.1/3kV |  | 121EL-VT | 3GB |  | B12 | COMM | CS03 | Z001 | V |  | F | RM | PD | ZABB | HGQ | 3410121000 | PC |  | 1 | CNXIHE4 | [5 empty] | 1 | 0 | PC | 2017-10-21 | 0 | PC
VTS-G06115-228123 | JDZX23-6 6/v3KV 0.1/v3 0.1/v3 /0.1kV |  | 121EL-VT | 3GB |  | B12 | COMM | CS03 | Z001 | V |  | F | RM | PD | ZABB | HGQ | 3410121000 | PC |  | 1 | CNXIHE4 | [5 empty] | 1 | 0 | PC | 2017-09-09 | 0 | PC
VTS-G0613-2423S | JDZXR23-6 6/v3 0.1/v3 0.1/v3kV |  | 121EL-VT | 3GB |  | B12 | COMM | CS03 | Z001 | V |  | F | RM | PD | ZABB | HGQ | 3410121000 | PC |  | 1 | CNSHZEN2 | [5 empty] | 1 | 0 | PC | 2016-10-21 | 0 | PC
VTS-G0613-I213 | JDZX23-6 6/v3 0.1/v3 0.1/v3kV |  | 121EL-VT | 3GB |  | B12 | COMM | CS03 | Z001 | V |  | F | RM | PD | ZABB | HGQ | 3410121000 | PC |  | 1 | CNXIHE4 | [5 empty] | 1 | 0 | PC | 2017-11-13 | 0 | PC
VTS-G0615-2423 | JDZX22-6C1 6/v3 0.1/v3 0.1kV CL0.5/3P |  | 121EL-VT | 3GB |  | 12H | COMM | CS03 | Z001 | V |  | F | RM | PD | ZABB | HGQ | 3410121000 | PC |  | 1 | CNXIHE4 | [5 empty] | 1 | 0 | PC | 2016-09-20 | 0 | PC
VTS-G0615-2423-1 | JDZX22-10C1 6/v3 0.1/v3 0.1kV CL0.5/3P |  | 121EL-VT | 3GB |  | 129 | COMM | CS03 | Z001 | V |  | F | RM | PD | ZABB | HGQ | 3410121000 | PC |  | 1 | CNGELI3 | [5 empty] | 1 | 0 | PC | 2020-04-28 | 0 | PC
VTS-G0615-3423 | JDZX22-6C 6/v3 .1/v3 .1kV 0.5/3P |  | 121EL-VT | 3GB |  | B12 | COMM | CS03 | Z001 | V |  | F | RM | PD | ZABB | HGQ | 3410121000 | PC |  | 1 | CNXIHE4 | [5 empty] | 1 | 0 | PC | 2016-03-23 | 0 | PC
VTS-G0615-I223 | JDZX22-6C2G-N 6/v3 0.1/v3 0.1kV,CL0.5/3P |  | 121EL-VT | 3GB |  | B12 | COMM | CS03 | Z001 | V |  | F | RM | PD | ZABB | HGQ | 3410121000 | PC |  | 1 | CNXIHE4 | [5 empty] | 1 | 0 | PC | 2014-07-17 | 0 | PC
VTS-G0621-6823 | JDZX22-10W-N 6/v3 0.1/v3 0.1/3kV |  | 121EL-VT |  |  | 129 | COMM | CS03 | Z001 | V |  | F | RM | PD | ZABB | HGQ | 3410121000 | PC |  | 1 | CNJOCHE21 | [5 empty] | 1 | 0 | PC | 2021-08-25 | 0 | PC
VTS-G0622-4423 | JDZX22-6C1 6/v3 0.11/v3 0.11/3kV |  | 121EL-VT | 3GB |  | B12 | COMM | CS03 | Z001 | V |  | F | RM | PD | ZABB | HGQ | 3410121000 | PC |  | 1 | CNXIHE4 | [5 empty] | 1 | 0 | PC | 2018-01-04 | 0 | PC
VTS-G0622-8823S | JDZXR23-6 6/v3 0.11/v3 0.11/3kV CL0.5/3P |  | 121EL-VT | 3GB |  | B12 | COMM | CS03 | Z001 | V |  | F | RM | PD | ZABB | HGQ | 3410121000 | PC |  | 1 | CNSHZEN2 | [5 empty] | 1 | 0 | PC | 2017-05-31 | 0 | PC
VTS-G0637-4423S | JDZXR22-6C1 6/v3 0.12/v3 0.12/3kV |  | 121EL-VT | 3GB |  | B12 | COMM | CS03 | Z001 | V |  | F | RM | PD | ZABB | HGQ | 3410121000 | PC |  | 1 | CNXIHE4 | [5 empty] | 1 | 0 | PC | 2016-11-17 | 0 | PC
VTS-G0711-2423S | JDZXR22-6C1 6.6/v3 0.1/v3 0.1/3kV |  | 121EL-VT | 3GB |  | B12 | COMM | CS03 | Z001 | V |  | F | RM | PD | ZABB | HGQ | 3410121000 | PC |  | 1 | CNDUYAN | [5 empty] | 1 | 0 | PC | 2018-10-19 | 0 | PC
VTS-G0711-4421S-1 | JDZXR23-6 6.3/v3 0.1/v3 0.1/3kV |  | 121EL-VT | 3GB |  | B12 | COMM | CS03 | Z001 | V |  | F | RM | PD | ZABB | HGQ | 3410121000 | PC |  | 1 | CNXIHE4 | [5 empty] | 1 | 0 | PC | 2016-05-23 | 0 | PC
VTS-G0711-4423 | JDZX22-6C1G-N 6.6/v3 0.1/v3 0.1/3kV |  | 121EL-VT | 3GB |  | B12 | COMM | CS03 | Z001 | V |  | F | RM | PD | ZABB | HGQ | 3410121000 | PC |  | 1 | CNXIHE4 | [5 empty] | 1 | 0 | PC | 2014-03-27 | 0 | PC
VTS-G0711-4423S | JDZXR22-6C1 6.6/v3 .1/v3 .1/3kV,50VA/0.5 |  | 121EL-VT | 3GB |  | B12 | COMM | CS03 | Z001 | V |  | F | RM | PD | ZABB | HGQ | 3410121000 | PC |  | 1 | CNSOLIN2 | [5 empty] | 1 | 0 | PC | 2015-07-21 | 0 | PC
VTS-G0711-4423S-01 | JDZXR22-10C1 6.6/√3/0.1/√3kV 0.5 50VA |  | 121EL-VT | 3GB |  | 12H | COMM | CS03 | Z001 | V |  | F | RM | PD | ZABB | HGQ | 3410121000 | PC |  | 1 | CNJOCHE21 | [5 empty] | 1 | 0 | PC | 2020-06-12 | 0 | PC
VTS-G0711-4821 | JDZX22-10C1 6.6/v3 0.1/v3 0.1/3kV |  | 121EL-VT | 3GB |  | B12 | COMM | CS03 | Z001 | V |  | F | RM | PD | ZABB | HGQ | 3410121000 | PC |  | 1 | CNXIHE4 | [5 empty] | 1 | 0 | PC | 2017-12-19 | 0 | PC
VTS-G0711-5423-1 | JDZX22-10C1 6.6/v3 0.1/v3 0.1/3kV |  | 121EL-VT |  |  | 129 | COMM | CS03 | Z001 | V |  | F | RM | PD | ZABB | HGQ | 3410121000 | PC |  | 1 | CNJISU10 | [5 empty] | 1 | 0 | PC | 2022-03-30 | 0 | PC
VTS-G0711-5423S | JDZXR23-6 6.6/v3 0.1/v3 0.1/3kV |  | 121EL-VT | 3GB |  | B12 | COMM | CS03 | Z001 | V |  | F | RM | PD | ZABB | HGQ | 3410121000 | PC |  | 1 | CNXIHE4 | [5 empty] | 1 | 0 | PC | 2017-05-10 | 0 | PC
VTS-G0711-I411 | JDZX22-6C1 6.6/v3 0.1/v3 0.1/3kV |  | 121EL-VT |  |  | B03 | COMM | CS03 | Z001 | V |  | F | RM | PD | ZABB | HGQ | 3410121000 | PC |  | 1 | CNXIHE4 | [5 empty] | 1 | 0 | PC | 2017-03-24 | 0 | PC
VTS-G0711-I413 | JDZX22-10C1 6.6/v3 0.1/v3 0.1/3kV 0.2/3P |  | 121EL-VT | 3GD |  | 12H | COMM | CS03 | Z001 | V |  | F | RM | PD | ZABB | HGQ | 3410121000 | PC |  | 1 | CNJISU10 | [5 empty] | 1 | 0 | PC | 2022-03-30 | 0 | PC
VTS-G0711-L423 | JDZX22-6C1 6.6/v3 0.1/v3 0.1/3 kV |  | 121EL-VT | 3GB |  | 12H | COMM | CS03 | Z001 | V |  | F | RM | PD | ZABB | HGQ | 3410121000 | PC |  | 1 | CNJOCHE21 | [5 empty] | 1 | 0 | PC | 2021-03-30 | 0 | PC
VTS-G07111-224123 | JDZX23-10 6.6/v3 0.1/v3 0.1/v3 0.1/3kV |  | 121EL-VT | 3GB |  | 12H | COMM | CS03 | Z001 | V |  | F | RM | PD | ZABB | HGQ | 3410121000 | PC |  | 1 | CNJOCHE21 | [5 empty] | 1 | 0 | PC | 2020-09-30 | 0 | PC
VTS-G0720-2010S | JDZXR23-6 6.6/v3¦0.11/v3kV 30VA/CL0.2 W. |  | 121EL-VT | 3GB |  | B12 | COMM | CS03 | Z001 | V |  | F | RM | PD | ZABB | HGQ | 3410121000 | PC |  | 1 | CNXIHE4 | [5 empty] | 1 | 0 | PC | 2016-09-30 | 0 | PC
VTS-G0720-4020S | JDZXR23-10 6.6/v3 0.11/v3 50VA/CL0.5 |  | 121EL-VT | 3GB |  | 12H | COMM | CS03 | Z001 | V |  | F | RM | PD | ZABB | HGQ | 3410121000 | PC |  | 1 | CNGELI3 | [5 empty] | 1 | 0 | PC | 2019-09-03 | 0 | PC
VTS-G0720-4080 | JDZXR27G-10B 6.6/v3kV 0.11/v3kV |  | 121EL-VT |  |  | 129 | COMM | CS03 | Z001 | V |  | F | RM | PD | ZABB | HGQ | 3410121000 | PC |  | 1 | CNJOCHE21 | [5 empty] | 1 | 0 | PC | 2021-07-22 | 0 | PC
VTS-G0722-2213S | JDZXR23-6 6.6/v3¦0.11/v3¦0.11/v3kV CL0.2 |  | 121EL-VT | 3GB |  | B12 | COMM | CS03 | Z001 | V |  | F | RM | PD | ZABB | HGQ | 3410121000 | PC |  | 1 | CNXIHE4 | [5 empty] | 1 | 0 | PC | 2016-09-30 | 0 | PC
VTS-G0722-2423S | JDZXR22-6C1 6.6/v3 0.11/v3 0.11/3kV W.TU |  | 121EL-VT | 3GB |  | B12 | COMM | CS03 | Z001 | V |  | F | RM | PD | ZABB | HGQ | 3410121000 | PC |  | 1 | T_GUIHUA_YE | [5 empty] | 1 | 0 | PC | 2015-01-14 | 0 | PC
VTS-G0722-2423S-1 | JDZXR22-10C1 6.6/v3 0.11/v3 0.11/3kV |  | 121EL-VT |  |  | 129 | COMM | CS03 | Z001 | V |  | F | RM | PD | ZABB | HGQ | 3410121000 | PC |  | 1 | CNGELI3 | [5 empty] | 1 | 0 | PC | 2019-07-26 | 0 | PC
VTS-G0722-2423S-2 | JDZXR22-10C1 6.6/v3 0.11/v3 0.11/3kV 0.5 |  | 121EL-VT | 3GB |  | 12H | COMM | CS03 | Z001 | V |  | F | RM | PD | ZABB | HGQ | 3410121000 | PC |  | 1 | CNGELI3 | [5 empty] | 1 | 0 | PC | 2019-09-03 | 0 | PC
VTS-G0722-5423 | JDZX22-6C1 6.6/v3 .11/v3 .11/3kV |  | 121EL-VT | 3GB |  | 12H | COMM | CS03 | Z001 | V |  | F | RM | PD | ZABB | HGQ | 3410121000 | PC |  | 1 | CNJOCHE21 | [5 empty] | 1 | 0 | PC | 2021-09-17 | 0 | PC
VTS-G0722-I413 | JDZX22-6C1 6.6/v3 0.11/v3 0.11/3kV |  | 121EL-VT | 3GB |  | B12 | COMM | CS03 | Z001 | V |  | F | RM | PD | ZABB | HGQ | 3410121000 | PC |  | 1 | CNSHZEN2 | [5 empty] | 1 | 0 | PC | 2018-01-03 | 0 | PC
VTS-G0722-I413-1 | JDZX22-6C1 6.6/v3 0.11/v3 0.11/3kV |  | 121EL-VT | 3GB |  | B12 | COMM | CS03 | Z001 | V |  | F | RM | PD | ZABB | HGQ | 3410121000 | PC |  | 1 | CNSHZEN2 | [5 empty] | 1 | 0 | PC | 2018-01-03 | 0 | PC
VTS-G0722-I423S | JDZXR22-6C1 6.6/v3 0.11/v3 0.11/3kV 20VA |  | 121EL-VT | 3GB |  | B12 | COMM | CS03 | Z001 | V |  | F | RM | PD | ZABB | HGQ | 3410121000 | PC |  | 1 | CNXIHE4 | [5 empty] | 1 | 0 | PC | 2015-07-02 | 0 | PC
VTS-G07222-I22183S | JDZXR23-6 6.6/v3 0.11/v3 0.11/v3 0.11/3k |  | 121EL-VT | 3GB |  | B12 | COMM | CS03 | Z001 | V |  | F | RM | PD | ZABB | HGQ | 3410121000 | PC |  | 1 | CNXIHE4 | [5 empty] | 1 | 0 | PC | 2017-06-21 | 0 | PC
VTS-G07224-II2183S | JDZXR23-10 6.6/√3/0.11/√3kV 0.2 20VA |  | 121EL-VT |  |  | 129 | COMM | CS03 | Z001 | V |  | F | RM | PD | ZABB | HGQ | 3410121000 | PC |  | 1 | CNJOCHE21 | [5 empty] | 1 | 0 | PC | 2021-09-08 | 0 | PC
VTS-G0724-4423 | JDZX22-10C1 6.6/v3 0.11/v3 0.11/v3 kV |  | 121EL-VT |  |  | 129 | COMM | CS03 | Z001 | V |  | F | RM | PD | ZABB | HGQ | 3410121000 | PC |  | 1 | CNZHZHA51 | [5 empty] | 1 | 0 | PC | 2021-03-17 | 0 | PC
VTS-G0724-4423S | JDZXR23-10 6.6/v3 0.11/v3 0.11/v3kV |  | 121EL-VT |  |  | 129 | COMM | CS03 | Z001 | V |  | F | RM | PD | ZABB | HGQ | 3410121000 | PC |  | 1 | CNGELI3 | [5 empty] | 1 | 0 | PC | 2019-07-26 | 0 | PC
VTS-G0811-2423 | JDZX22-10C1 6.3/√3/0.1/√3kV/0.1/3kV |  | 121EL-VT | 3GB |  | 12H | COMM | CS03 | Z001 | V |  | F | RM | PD | ZABB | HGQ | 3410121000 | PC |  | 1 | CNJOCHE21 | [5 empty] | 1 | 0 | PC | 2020-11-06 | 0 | PC
VTS-G0811-2423S | JDZXR22-10C1 6.3/√3 0.1/√3kV 0.1/3kV |  | 121EL-VT | 3GB |  | 12H | COMM | CS03 | Z001 | V |  | F | RM | PD | ZABB | HGQ | 3410121000 | PC |  | 1 | CNDUYAN | [5 empty] | 1 | 0 | PC | 2020-10-30 | 0 | PC
VTS-G0811-2823 | JDZX22-10C1 6.3/v3 0.1/v3 0.1/3kV |  | 121EL-VT |  |  | 129 | COMM | CS03 | Z001 | V |  | F | RM | PD | ZABB | HGQ | 3410121000 | PC |  | 1 | CNJISU10 | [5 empty] | 1 | 0 | PC | 2022-04-19 | 0 | PC
VTS-G0811-4421 | JDZX22-6C1 6.3/v3 0.1/v3 0.1/3kV |  | 121EL-VT | 3GB |  | B12 | COMM | CS03 | Z001 | V |  | F | RM | PD | ZABB | HGQ | 3410121000 | PC |  | 1 | CNXIHE4 | [5 empty] | 1 | 0 | PC | 2017-09-20 | 0 | PC
VTS-G0811-4421S | JDZXR23-6 6.3/v3 0.1/v3 0.1/3kV |  | 121EL-VT | 3GB |  | B12 | COMM | CS03 | Z001 | V |  | F | RM | PD | ZABB | HGQ | 3410121000 | PC |  | 1 | CNXIHE4 | [5 empty] | 1 | 0 | PC | 2016-05-11 | 0 | PC
VTS-G0811-4423 | JDZX22-6C1 6.3/v3 0.1/v3 0.1/3kV,0.5/3P |  | 121EL-VT | 3GB |  | 12H | COMM | CS03 | Z001 | V |  | F | RM | PD | ZABB | HGQ | 3410121000 | PC |  | 1 | CNJOCHE21 | [5 empty] | 1 | 0 | PC | 2021-06-17 | 0 | PC
VTS-G0811-4423S | JDZXR22-6C1 6.3/v3 0.1/v3 0.1/3kV CL0.5/ |  | 121EL-VT | 3GB |  | 12H | COMM | CS03 | Z001 | V |  | F | RM | PD | ZABB | HGQ | 3410121000 | PC |  | 1 | CNXIHE4 | [5 empty] | 1 | 0 | PC | 2016-09-02 | 0 | PC
VTS-G0811-4423S-1 | JDZXR23-6 6.3/v3 0.1/v3 0.1/3kV |  | 121EL-VT | 3GB |  | 12H | COMM | CS03 | Z001 | V |  | F | RM | PD | ZABB | HGQ | 3410121000 | PC |  | 1 | CNJOCHE21 | [5 empty] | 1 | 0 | PC | 2021-06-17 | 0 | PC
VTS-G0811-4823 | JDZX22-6C1G-N 6/v3 0.1/v3 0.1/3kV 50VA/0 |  | 121EL-VT |  |  | 129 | COMM | CS03 | Z001 | V |  | F | RM | PD | ZABB | HGQ | 3410121000 | PC |  | 1 | CNJOCHE21 | [5 empty] | 1 | 0 | PC | 2020-11-16 | 0 | PC
VTS-G0811-5423 | JDZX22-6C1 6.3/v3 0.1/v3 0.1/3kV,0.5/3P |  | 121EL-VT | 3GB |  | 12H | COMM | CS03 | Z001 | V |  | F | RM | PD | ZABB | HGQ | 3410121000 | PC |  | 1 | CNXIHE4 | [5 empty] | 1 | 0 | PC | 2014-07-24 | 0 | PC
VTS-G0811-5423-1 | JDZX22-6C1G-N 6.3/v3 0.1/v3 0.1/3kV |  | 121EL-VT | 3GB |  | B12 | COMM | CS03 | Z001 | V |  | F | RM | PD | ZABB | HGQ | 3410121000 | PC |  | 1 | CNXIHE4 | [5 empty] | 1 | 0 | PC | 2014-09-10 | 0 | PC
VTS-G0811-6823 | JDZX22-10W-N 6.3/v3 0.1/v3 0.1/3kV |  | 121EL-VT | 3GB |  | 12H | COMM | CS03 | Z001 | V |  | F | RM | PD | ZABB | HGQ | 3410121000 | PC |  | 1 | CNJOCHE21 | [5 empty] | 1 | 0 | PC | 2021-09-03 | 0 | PC
VTS-G0811-I411S | JDZXR22-6C1 6.3/v3 0.1/v3 0.1/3kV |  | 121EL-VT | 3GB |  | 12H | COMM | CS03 | Z001 | V |  | F | RM | PD | ZABB | HGQ | 3410121000 | PC |  | 1 | CNGELI3 | [5 empty] | 1 | 0 | PC | 2018-10-16 | 0 | PC
VTS-G08111-222223S | JDZXR23-6 6.3/v3 0.1/v3 0.1/v3 0.1/3kV |  | 121EL-VT | 3GB |  | 12H | COMM | CS03 | Z001 | V |  | F | RM | PD | ZABB | HGQ | 3410121000 | PC |  | 1 | CNJOCHE21 | [5 empty] | 1 | 0 | PC | 2021-07-01 | 0 | PC
VTS-G08111-224121S | JDZXR23-6 6.3/v3 0.1/v3 0.1/v3 0.1/3kV |  | 121EL-VT | 3GB |  | B12 | COMM | CS03 | Z001 | V |  | F | RM | PD | ZABB | HGQ | 3410121000 | PC |  | 1 | CNXIHE4 | [5 empty] | 1 | 0 | PC | 2014-09-23 | 0 | PC
VTS-G08111-I24121 | JDZX23-6 6.3/v3 0.1/v3 0.1/v3 0.1/3 kV |  | 121EL-VT | 3GB |  | B12 | COMM | CS03 | Z001 | V |  | F | RM | PD | ZABB | HGQ | 3410121000 | PC |  | 1 | CNDUYAN | [5 empty] | 1 | 0 | PC | 2018-05-31 | 0 | PC
VTS-G08111-I28123 | JDZX22-10W-N 6.3/v3 0.1/v3 0.1/v3 0.1/3k |  | 121EL-VT | 3GB |  | 12H | COMM | CS03 | Z001 | V |  | F | RM | PD | ZABB | HGQ | 3410121000 | PC |  | 1 | CNDUYAN | [5 empty] | 1 | 0 | PC | 2020-11-10 | 0 | PC
VTS-G0820-8030 | JDZX22-6C1 6.3/v3 0.11/v3kV,100VA/CL1.0 |  | 121EL-VT | 3GB |  | B12 | COMM | CS03 | Z001 | V |  | F | RM | PD | ZABB | HGQ | 3410121000 | PC |  | 1 | CNXIHE4 | [5 empty] | 1 | 0 | PC | 2014-04-22 | 0 | PC
VTS-G0820-8030S | JDZXR22-6C1 6.3/v3 0.11/v3kV,100VA/CL1.0 |  | 121EL-VT |  |  | B03 | COMM | CS03 | Z001 | V |  | F | RM | PD | ZABB | HGQ | 3410121000 | PC |  | 1 | CNXIHE4 | [5 empty] | 1 | 0 | PC | 2014-04-22 | 0 | PC
VTS-G0821-4423S | JDZXR22-6C1 6.3/v3 0.11/v3 0.1/3kV |  | 121EL-VT | 3GB |  | B12 | COMM | CS03 | Z001 | V |  | F | RM | PD | ZABB | HGQ | 3410121000 | PC |  | 1 | CNXIHE4 | [5 empty] | 1 | 0 | PC | 2016-09-06 | 0 | PC
VTS-G0822-I413S | JDZXR28-10C1 6.3/v3 0.11/v3 0.11/3kV 0.2 |  | 121EL-VT | 3GB |  | 12H | COMM | CS03 | Z001 | V |  | F | RM | PD | ZABB | HGQ | 3410121000 | PC |  | 1 | CNJOCHE21 | [5 empty] | 1 | 0 | PC | 2021-02-03 | 0 | PC
VTS-G08222-2842M1S | JDZXR23-6 6.3/v3 0.11/v3 0.11/v3 0.11/3k |  | 121EL-VT | 3GB |  | B12 | COMM | CS03 | Z001 | V |  | F | RM | PD | ZABB | HGQ | 3410121000 | PC |  | 1 | CNXIHE4 | [5 empty] | 1 | 0 | PC | 2016-10-14 | 0 | PC
VTS-G0911-2823 | JDZX22-3C1 0.69/v3/0.1/v3/0.1/3kV |  | 121EL-VT | 3GB |  | B12 | COMM | CS03 | Z001 | V |  | F | RM | PD | ZABB | HGQ | 3410121000 | PC |  | 1 | CNXIHE4 | [5 empty] | 1 | 0 | PC | 2017-01-12 | 0 | PC
VTS-G1010-1010 | JDZX22-10C1 10/√3/0.1/√3kV |  | 121EL-VT |  |  | 129 | COMM | CS03 | Z001 | V |  | F | RM | PD | ZABB | HGQ | 3410121000 | PC |  | 1 | CNJISU10 | [5 empty] | 1 | 0 | PC | 2022-03-18 | 0 | PC
VTS-G1010-1020S | JDZXR22-10C1 10/√3/0.1/√3kV 0.5 15VA |  | 121EL-VT | 3GB |  | 12H | COMM | CS03 | Z001 | V |  | F | RM | PD | ZABB | HGQ | 3410121000 | PC |  | 1 | CNJISU10 | [5 empty] | 1 | 6 | PC | 2022-03-18 | 0 | PC
VTS-G1010-2010 | JDZX23-10 10/v3 0.1/v3kV,30VA/CL0.2 |  | 121EL-VT | 3GB |  | B12 | COMM | CS03 | Z001 | V |  | F | RM | PD | ZABB | HGQ | 3410121000 | PC |  | 1 | CNXIHE4 | [5 empty] | 1 | 0 | PC | 2014-10-08 | 0 | PC
VTS-G1010-2010S | JDZXR23-10 10/v3 0.1/v3 30VA/CL0.2 |  | 121EL-VT | 3GB |  | B12 | COMM | CS03 | Z001 | V |  | F | RM | PD | ZABB | HGQ | 3410121000 | PC |  | 1 | CNXIHE4 | [5 empty] | 1 | 0 | PC | 2017-02-21 | 0 | PC
VTS-G1010-2010S-1 | JDZXR22-10C1 10/v3 0.1/v3 |  | 121EL-VT | 3GB |  | 12H | COMM | CS03 | Z001 | V |  | F | RM | PD | ZABB | HGQ | 3410121000 | PC |  | 1 | CNXIHE4 | [5 empty] | 1 | 0 | PC | 2017-05-22 | 0 | PC
VTS-G1010-2010S-2 | JDZXR23-10 10/v3 0.1/v3kV，30VA/CL0.2 |  | 121EL-VT | 3GB |  | B12 | COMM | CS03 | Z001 | V |  | F | RM | PD | ZABB | HGQ | 3410121000 | PC |  | 1 | CNDUYAN | [5 empty] | 1 | 0 | PC | 2018-05-29 | 0 | PC
VTS-G1010-2010S-3 | JDZXR22-10C1 10/v3 0.1/v3 10/v3 0.1/v3 |  | 121EL-VT | 3GB |  | 12H | COMM | CS03 | Z001 | V |  | F | RM | PD | ZABB | HGQ | 3410121000 | PC |  | 1 | CNJOCHE21 | [5 empty] | 1 | 0 | PC | 2020-09-22 | 0 | PC
VTS-G1010-2020 | JDZX22-10C1 10/v3 0.1/v3kV,30VA/CL0.5 |  | 121EL-VT | 3GB |  | B12 | COMM | CS03 | Z001 | V |  | F | RM | PD | ZABB | HGQ | 3410121000 | PC |  | 1 | CNDUYAN | [5 empty] | 1 | 0 | PC | 2018-05-29 | 0 | PC
VTS-G1010-2020S | JDZXR22-10C1 10/v3 0.1/v3 |  | 121EL-VT | 3GB |  | 12H | COMM | CS03 | Z001 | V |  | F | RM | PD | ZABB | HGQ | 3410121000 | PC |  | 1 | T_GUIHUA_YE | [5 empty] | 1 | 0 | PC | 2015-11-19 | 0 | PC
VTS-G1010-2020S-1 | JDZXR23-10 10/v3 0.1/v3 30VA/CL0.5 |  | 121EL-VT | 3GB |  | 12H | COMM | CS03 | Z001 | V |  | F | RM | PD | ZABB | HGQ | 3410121000 | PC |  | 1 | CNXIHE4 | [5 empty] | 1 | 0 | PC | 2016-04-13 | 0 | PC
VTS-G1010-2020S-2 | JDZXR24-10 10/v3 0.1/v3 |  | 121EL-VT | 3GB |  | B12 | COMM | CS03 | Z001 | V |  | F | RM | PD | ZABB | HGQ | 3410121000 | PC |  | 1 | CNXIHE4 | [5 empty] | 1 | 0 | PC | 2017-05-15 | 0 | PC
VTS-G1010-4010S | JDZXR23-10 10/v3 0.1/v3,50VA/CL0.2 |  | 121EL-VT | 3GB |  | B12 | COMM | CS03 | Z001 | V |  | F | RM | PD | ZABB | HGQ | 3410121000 | PC |  | 1 | CNXIHE4 | [5 empty] | 1 | 0 | PC | 2017-12-11 | 0 | PC
VTS-G1010-4020 | JDZX22-10C1 10/v3 0.1/v3kV 50VA/CL0.5 |  | 121EL-VT | 3GB |  | 12H | COMM | CS03 | Z001 | V |  | F | RM | PD | ZABB | HGQ | 3410121000 | PC |  | 1 | CNDUYAN | [5 empty] | 1 | 0 | PC | 2020-07-30 | 0 | PC
VTS-G1010-4020-1 | JDZX28-10C1 10/v3 0.1/v3 0.5/50VA |  | 121EL-VT | 3GB |  | 12H | COMM | CS03 | Z001 | V |  | F | RM | PD | ZABB | HGQ | 3410121000 | PC |  | 1 | CNJOCHE21 | [5 empty] | 1 | 0 | PC | 2021-06-14 | 0 | PC
VTS-G1010-4020-2 | JDZX22-10C1 10/v3 0.1/v3kV,50VA/CL0.5 |  | 121EL-VT | 3GB |  | 12H | COMM | CS03 | Z001 | V |  | F | RM | PD | ZABB | HGQ | 3410121000 | PC |  | 1 | CNJOCHE21 | [5 empty] | 1 | 3 | PC | 2021-11-15 | 0 | PC
VTS-G1010-4020-2AL | JDZX22-10C1 10/v3 0.1/v3kV,50VA/CL0.5 |  | 121EL-VT | 3GB |  | 12H | COMM | CS03 | Z001 | V |  | F | RM | PD | ZABB | HGQ | 3410121000 | PC |  | 1 | CNJOCHE21 | [5 empty] | 1 | 0 | PC | 2021-11-15 | 0 | PC
VTS-G1010-4020-3 | JDZX23-10 10/v3 0.1/v3 |  | 121EL-VT | 3GB |  | 12H | COMM | CS03 | Z001 | V |  | F | RM | PD | ZABB | HGQ | 3410121000 | PC |  | 1 | CNJOCHE21 | [5 empty] | 1 | 0 | PC | 2022-01-13 | 0 | PC
VTS-G1010-4020-4 | JDZX22-10W-N 10/v3 0.1/v3 |  | 121EL-VT |  |  | 129 | COMM | CS03 | Z001 | V |  | F | RM | PD | ZABB | HGQ | 3410121000 | PC |  | 1 | CNJOCHE21 | [5 empty] | 1 | 0 | PC | 2022-02-14 | 0 | PC
VTS-G1010-4020S | JDZXR22-10C1 10/v3 0.1/v3kV,50VA/CL0.5 |  | 121EL-VT | 3GB |  | 12H | COMM | CS03 | Z001 | V |  | F | RM | PD | ZABB | HGQ | 3410121000 | PC |  | 1 | CNXIHE4 | [5 empty] | 1 | 0 | PC | 2014-06-23 | 0 | PC
VTS-G1010-4020S1 | JDZXR23-10 10/v3 0.1/v3 50VA/CL0.5 |  | 121EL-VT | 3GB |  | 12H | COMM | CS03 | Z001 | V |  | F | RM | PD | ZABB | HGQ | 3410121000 | PC |  | 1 | CNXIHE4 | [5 empty] | 1 | 0 | PC | 2017-04-21 | 0 | PC
VTS-G1010-5020 | JDZX22-10C1 10/√3/0.1/√3kV 0.5 60VA |  | 121EL-VT |  |  | 129 | COMM | CS03 | Z001 | V |  | F | RM | PD | ZABB | HGQ | 3410121000 | PC |  | 1 | CNJOCHE21 | [5 empty] | 1 | 0 | PC | 2022-02-11 | 0 | PC
VTS-G1010-5020S | JDZXR22-10C1 10/√3/0.1/√3kV 0.5 60VA |  | 121EL-VT | 3GB |  | 12H | COMM | CS03 | Z001 | V |  | F | RM | PD | ZABB | HGQ | 3410121000 | PC |  | 1 | CNJOCHE21 | [5 empty] | 1 | 0 | PC | 2022-02-15 | 0 | PC
VTS-G1010-8020S | JDZXR23-10 10/v3 0.1/v3kV,100VA/CL0.5 |  | 121EL-VT | 3GB |  | B12 | COMM | CS03 | Z001 | V |  | F | RM | PD | ZABB | HGQ | 3410121000 | PC |  | 1 | CNXIHE4 | [5 empty] | 1 | 0 | PC | 2014-11-13 | 0 | PC
VTS-G1010-I010 | JDZX22-10C1 10/v3 0.1/v3 20VA/CL0.2 |  | 121EL-VT | 3GB |  | B12 | COMM | CS03 | Z001 | V |  | F | RM | PD | ZABB | HGQ | 3410121000 | PC |  | 1 | CNXIHE4 | [5 empty] | 1 | 0 | PC | 2014-03-03 | 0 | PC
VTS-G1010-I010-1 | JDZX22-10C1 10/√3/0.1/√3kV 0.2 20VA |  | 121EL-VT | 3GB |  | 12H | COMM | CS03 | Z001 | V |  | F | RM | PD | ZABB | HGQ | 3410121000 | PC |  | 1 | CNJOCHE21 | [5 empty] | 1 | 6 | PC | 2022-03-22 | 0 | PC
VTS-G1010-I010S | JDZXR22-10C1 10/v3 0.1/v3 kV |  | 121EL-VT | 3GB |  | B12 | COMM | CS03 | Z001 | V |  | F | RM | PD | ZABB | HGQ | 3410121000 | PC |  | 1 | CNDUYAN | [5 empty] | 1 | 0 | PC | 2018-06-25 | 0 | PC
VTS-G1010-I010S-1 | JDZXR23-10 10/v3 0.1/v3kV,20VA/CL0.2 |  | 121EL-OT |  |  | 129 | COMM | CS01 | Z001 | V |  | F | RM | PD | ZABB | EL | 3410121000 | PC |  | 1 | CNJOCHE21 | [5 empty] | 1 | 0 | PC | 2021-01-29 | 0 | PC
VTS-G1010-I020 | JDZX23-10 10/v3 0.1/v3 20VA/CL 0.5 |  | 121EL-VT | 3GB |  | 12H | COMM | CS03 | Z001 | V |  | F | RM | PD | ZABB | HGQ | 3410121000 | PC |  | 1 | CNJOCHE21 | [5 empty] | 1 | 0 | PC | 2020-11-20 | 0 | PC
VTS-G1010-I020S | JDZXR22-10C1 10/v3 0.1/v3 kV 20VA/CL0.2 |  | 121EL-VT | 3GB |  | 12H | COMM | CS03 | Z001 | V |  | F | RM | PD | ZABB | HGQ | 3410121000 | PC |  | 1 | T_GUIHUA_YE | [5 empty] | 1 | 0 | PC | 2014-03-24 | 0 | PC
VTS-G1010-I020S-1 | JDZXR22-10C1 10/v3 0.1/v3 20VA/CL 0.5 |  | 121EL-VT | 3GB |  | 12H | COMM | CS03 | Z001 | V |  | F | RM | PD | ZABB | HGQ | 3410121000 | PC |  | 1 | CNJOCHE21 | [5 empty] | 1 | 0 | PC | 2020-11-20 | 0 | PC
VTS-G1010-L020 | JDZX23-10 10/v3 0.1/v3 |  | 121EL-VT | 3GB |  | 12H | COMM | CS03 | Z001 | V |  | F | RM | PD | ZABB | HGQ | 3410121000 | PC |  | 1 | CNJOCHE21 | [5 empty] | 1 | 0 | PC | 2021-05-21 | 0 | PC
VTS-G1010-M010S | JDZXR23-10 10/v3 0.1/v3,70VA/CL0.2 |  | 121EL-VT | 3GB |  | B12 | COMM | CS03 | Z001 | V |  | F | RM | PD | ZABB | HGQ | 3410121000 | PC |  | 1 | CNXIHE4 | [5 empty] | 1 | 0 | PC | 2017-12-05 | 0 | PC
VTS-G1011-1123 | JDZX28-10C1 10/v3 0.1/v3 0.1/3kV 0.5/3P |  | 121EL-VT | 3GB |  | 12H | COMM | CS03 | Z001 | V |  | F | RM | PD | ZABB | HGQ | 3410121000 | PC |  | 1 | CNDUYAN | [5 empty] | 1 | 0 | PC | 2020-05-19 | 0 | PC
VTS-G1011-1123S | JDZXR22-10C1 10/v3 0.1/v3 0.1/ v3kV |  | 121EL-VT |  |  | B03 | COMM | CS03 | Z001 | V |  | F | RM | PD | ZABB | HGQ | 3410121000 | PC |  | 1 | CNXIHE4 | [5 empty] | 1 | 0 | PC | 2017-04-24 | 0 | PC
VTS-G1011-1213 | JDZX22-10C2G-N 10/v3 0.1/v3 0.1/3kV |  | 121EL-VT | 3GB |  | B12 | COMM | CS03 | Z001 | V |  | F | RM | PD | ZABB | HGQ | 3410121000 | PC |  | 1 | CNXIHE4 | [5 empty] | 1 | 0 | PC | 2016-04-05 | 0 | PC
VTS-G1011-1423 | JDZX22-10C1 10/v3 0.1/v3 0.1/3kV 0.5/3P |  | 121EL-VT | 3GB |  | 12H | COMM | CS03 | Z001 | V |  | F | RM | PD | ZABB | HGQ | 3410121000 | PC |  | 1 | CNGELI3 | [5 empty] | 1 | 0 | PC | 2019-06-12 | 0 | PC
VTS-G1011-2080S | JDZXR23-10 10/v3 0.1/v3 0.1/3kV 30VA/CL0 |  | 121EL-VT | 3GB |  | 12H | COMM | CS03 | Z001 | V |  | F | RM | PD | ZABB | HGQ | 3410121000 | PC |  | 1 | CNXIHE4 | [5 empty] | 1 | 0 | PC | 2016-05-11 | 0 | PC
VTS-G1011-2221 | JDZX22-10C1 10/v3 0.1/v3 0.1/3kV |  | 121EL-VT | 3GB |  | 12H | COMM | CS03 | Z001 | V |  | F | RM | PD | ZABB | HGQ | 3410121000 | PC |  | 1 | CNJOCHE21 | [5 empty] | 1 | 0 | PC | 2020-09-29 | 0 | PC
VTS-G1011-2221-1 | JDZX22-10C2G-N 10/v3 0.1/v3 0.1/3kV |  | 121EL-VT | 3GB |  | 12H | COMM | CS03 | Z001 | V |  | F | RM | PD | ZABB | HGQ | 3410121000 | PC |  | 1 | CNJISU10 | [5 empty] | 1 | 0 | PC | 2021-12-31 | 0 | PC
VTS-G1011-2223 | JDZX22-10C1 10/v3 0.1/v3 0.1/3kV 0.5/3P |  | 121EL-VT | 3GB |  | 12H | COMM | CS03 | Z001 | V |  | F | RM | PD | ZABB | HGQ | 3410121000 | PC |  | 1 | CNXIHE4 | [5 empty] | 1 | 0 | PC | 2014-08-22 | 0 | PC
VTS-G1011-2223-1 | JDZX22-10C2G-N 10/v3 0.1/v3 0.1/3kV |  | 121EL-VT | 3GB |  | 12H | COMM | CS03 | Z001 | V |  | F | RM | PD | ZABB | HGQ | 3410121000 | PC |  | 1 | CNJOCHE21 | [5 empty] | 1 | 0 | PC | 2021-11-16 | 0 | PC
VTS-G1011-2223S | JDZXR22-10C1 10/v3 0.1/v3 0.1/3kV 0.5/3P |  | 121EL-VT | 3GB |  | 12H | COMM | CS03 | Z001 | V |  | F | RM | PD | ZABB | HGQ | 3410121000 | PC |  | 1 | CNXIHE4 | [5 empty] | 1 | 0 | PC | 2014-07-25 | 0 | PC
VTS-G1011-2223S-1 | JDZXR23-10 10/v3 0.1/v3 0.1/3kV CL0.5/3P |  | 121EL-VT | 3GB |  | B12 | COMM | CS03 | Z001 | V |  | F | RM | PD | ZABB | HGQ | 3410121000 | PC |  | 1 | CNZHZHO5 | [5 empty] | 1 | 0 | PC | 2018-05-30 | 0 | PC
VTS-G1011-2284 | JDZX22- 10C2G-A10/v3¦0.1/v3¦0.1/3kV |  | 121EL-VT | 3GB |  | B12 | COMM | CS03 | Z001 | V |  | F | RM | PD | ZABB | HGQ | 3410121000 | PC |  | 1 | CNSHZEN2 | [5 empty] | 1 | 0 | PC | 2017-04-28 | 0 | PC
VTS-G1011-2411 | JDZX22-10C1 10/v3 0.1/v3 0.1kV;0.2/6P |  | 121EL-VT | 3GB |  | 12H | COMM | CS03 | Z001 | V |  | F | RM | PD | ZABB | HGQ | 3410121000 | PC |  | 1 | CNDUYAN | [5 empty] | 1 | 0 | PC | 2018-08-11 | 0 | PC
VTS-G1011-2411-1 | JDZX22-10C1 10/v3 0.1/v3 0.1/3 kV;0.2/6P |  | 121EL-VT | 3GB |  | 12H | COMM | CS03 | Z001 | V |  | F | RM | PD | ZABB | HGQ | 3410121000 | PC |  | 1 | CNJOCHE21 | [5 empty] | 1 | 0 | PC | 2022-02-10 | 0 | PC
VTS-G1011-2411S | JDZXR22-10C1 10/v3 0.1/v3 0.1/3kV,CL0.2/ |  | 121EL-VT | 3GB |  | 12H | COMM | CS03 | Z001 | V |  | F | RM | PD | ZABB | HGQ | 3410121000 | PC |  | 1 | CNJOCHE21 | [5 empty] | 1 | 0 | PC | 2021-11-03 | 0 | PC
VTS-G1011-2413 | JDZX23-10 10/v3 0.1/v3 0.1/3 kV 30VA/CL0 |  | 121EL-VT | 3GB |  | B12 | COMM | CS03 | Z001 | V |  | F | RM | PD | ZABB | HGQ | 3410121000 | PC |  | 1 | T_GUIHUA_YE | [5 empty] | 1 | 0 | PC | 2014-07-17 | 0 | PC
VTS-G1011-2413-2 | JDZX22-10W-A 10/v3 0.1/v3 0.1/3 kV |  | 121EL-VT | 3GB |  | B12 | COMM | CS03 | Z001 | V |  | F | RM | PD | ZABB | HGQ | 3410121000 | PC |  | 1 | CNXIHE4 | [5 empty] | 1 | 0 | PC | 2016-07-01 | 0 | PC
VTS-G1011-2413-3 | JDZX22-10C1 10/v3 0.1/v3 0.1/3kV |  | 121EL-VT | 3GB |  | 12H | COMM | CS03 | Z001 | V |  | F | RM | PD | ZABB | HGQ | 3410121000 | PC |  | 1 | CNXIHE4 | [5 empty] | 1 | 6 | PC | 2017-02-23 | 0 | PC
VTS-G1011-2413S | JDZXR23-10 10/v3 0.1/v3 0.1/3 kV W.TUBE |  | 121EL-VT | 3GB |  | 12H | COMM | CS03 | Z001 | V |  | F | RM | PD | ZABB | HGQ | 3410121000 | PC |  | 1 | T_GUIHUA_YE | [5 empty] | 1 | 0 | PC | 2014-07-17 | 0 | PC
VTS-G1011-2413S-1 | JDZXR22-10C1 10/v3 0.1/v3 0.1/3kV |  | 121EL-VT | 3GB |  | 12H | COMM | CS03 | Z001 | V |  | F | RM | PD | ZABB | HGQ | 3410121000 | PC |  | 1 | CNXIHE4 | [5 empty] | 1 | 0 | PC | 2015-05-18 | 0 | PC
VTS-G1011-2421 | JDZX22-10C1 10/v3 0.1/v3 0.1/3kV |  | 121EL-VT | 3GB |  | 12H | COMM | CS03 | Z001 | V |  | F | RM | PD | ZABB | HGQ | 3410121000 | PC |  | 1 | T_GUIHUA_YE | [5 empty] | 1 | 0 | PC | 2015-10-21 | 0 | PC
VTS-G1011-2421-1 | JDZX22-10C2G-N 10/v3 0.1/v3 0.1/3kV |  | 121EL-VT | 3GB |  | 12H | COMM | CS03 | Z001 | V |  | F | RM | PD | ZABB | HGQ | 3410121000 | PC |  | 1 | CNXIHE4 | [5 empty] | 1 | 0 | PC | 2017-03-17 | 0 | PC
VTS-G1011-2421-2 | JDZX28-10C1 10/v3 0.1/v3 0.1/3kV 0.5/6P |  | 121EL-VT | 3GB |  | 12H | COMM | CS03 | Z001 | V |  | F | RM | PD | ZABB | HGQ | 3410121000 | PC |  | 1 | CNJOCHE21 | [5 empty] | 1 | 0 | PC | 2021-11-08 | 0 | PC
VTS-G1011-2421-3 | JDZX22-10W-N 10000/v3 100/v3 100V/3V |  | 121EL-VT | 3GB |  | 12H | COMM | CS03 | Z001 | V |  | F | RM | PD | ZABB | HGQ | 3410121000 | PC |  | 1 | CNJOCHE21 | [5 empty] | 1 | 0 | PC | 2022-03-17 | 0 | PC
VTS-G1011-2421-4 | JDZX22-10C1G-N 10/v3 0.1/v3 0.1/3kV |  | 121EL-VT | 3GB |  | 12H | COMM | CS03 | Z001 | V |  | F | RM | PD | ZABB | HGQ | 3410121000 | PC |  | 1 | CNJISU10 | [5 empty] | 1 | 0 | PC | 2022-04-15 | 0 | PC
VTS-G1011-2421S | JDZXR23-10 10/v3 0.1/v3 0.1/3kV CL0.5/6P |  | 121EL-VT | 3GB |  | B12 | COMM | CS03 | Z001 | V |  | F | RM | PD | ZABB | HGQ | 3410121000 | PC |  | 1 | CNXIHE4 | [5 empty] | 1 | 0 | PC | 2014-01-13 | 0 | PC
VTS-G1011-2421S-1 | JDZXR22-10C1 10/v3 0.1/v3 0.1/3kV |  | 121EL-VT | 3GB |  | 12H | COMM | CS03 | Z001 | V |  | F | RM | PD | ZABB | HGQ | 3410121000 | PC |  | 1 | CNXIHE4 | [5 empty] | 1 | 0 | PC | 2014-04-18 | 0 | PC
VTS-G1011-2423 | JDZX22-10C2G-N 10/v3 0.1/v3 0.1/3kV |  | 121EL-VT | 3GB |  | 12H | COMM | CS03 | Z001 | V |  | F | RM | PD | ZABB | HGQ | 3410121000 | PC |  | 1 | CNXIHE4 | [5 empty] | 1 | 0 | PC | 2014-08-19 | 0 | PC
VTS-G1011-2423-1 | JDZX22-10C1 10/v3 0.1/v3 0.1/3kV 0.5/3P |  | 121EL-VT | 3GB |  | 12H | COMM | CS03 | Z001 | V |  | F | RM | PD | ZABB | HGQ | 3410121000 | PC |  | 1 | CNXIHE4 | [5 empty] | 1 | 0 | PC | 2014-08-28 | 0 | PC
VTS-G1011-2423-10 | JDZX22-10C1 10/v3 0.1/v3 0.1/3kV 0.5/3P |  | 121EL-VT |  |  | 129 | COMM | CS03 | Z001 | V |  | F | RM | PD | ZABB | HGQ | 3410121000 | PC |  | 1 | CNJOCHE21 | [5 empty] | 1 | 0 | PC | 2021-01-13 | 0 | PC
VTS-G1011-2423-11 | JDZX22-10W-N 10000/v3 100/v3 100V/3V |  | 121EL-VT | 3GB |  | 12H | COMM | CS03 | Z001 | V |  | F | RM | PD | ZABB | HGQ | 3410121000 | PC |  | 1 | CNJOCHE21 | [5 empty] | 1 | 0 | PC | 2021-03-30 | 0 | PC
VTS-G1011-2423-12 | JDZX22-10C1G-N 10/v3 0.1/v3 0.1/3kV |  | 121EL-VT | 3GB |  | 12H | COMM | CS03 | Z001 | V |  | F | RM | PD | ZABB | HGQ | 3410121000 | PC |  | 1 | CNJOCHE21 | [5 empty] | 1 | 0 | PC | 2021-09-07 | 0 | PC
VTS-G1011-2423-3 | JDZX22-10C1G-A 10/v3 0.1/v3 0.1/3 kV |  | 121EL-VT | 3GB |  | B12 | COMM | CS03 | Z001 | V |  | F | RM | PD | ZABB | HGQ | 3410121000 | PC |  | 1 | CNXIHE4 | [5 empty] | 1 | 0 | PC | 2016-06-27 | 0 | PC
VTS-G1011-2423-4 | JDZX23-10 10/v3 0.1/v3 0.1/3kV |  | 121EL-VT |  |  | B03 | COMM | CS03 | Z001 | V |  | F | RM | PD | ZABB | HGQ | 3410121000 | PC |  | 1 | CNXIHE4 | [5 empty] | 1 | 0 | PC | 2017-06-09 | 0 | PC
VTS-G1011-2423-5 | JDZX22-10C1G-N 10/v3 0.1/v3 0.1/3kV |  | 121EL-VT | 3GB |  | 12H | COMM | CS03 | Z001 | V |  | F | RM | PD | ZABB | HGQ | 3410121000 | PC |  | 1 | CNRACHE5 | [5 empty] | 1 | 6 | PC | 2018-10-31 | 0 | PC
VTS-G1011-2423-6 | JDZX22-10C 10/v3 0.1/v3 0.1/3kV |  | 121EL-VT |  |  | 129 | COMM | CS03 | Z001 | V |  | F | RM | PD | ZABB | HGQ | 3410121000 | PC |  | 1 | CNRACHE5 | [5 empty] | 1 | 0 | PC | 2018-11-01 | 0 | PC
VTS-G1011-2423-8 | JDZX28-10C1 10/v3 0.1/v3 0.1/3kV 0.5/3P |  | 121EL-VT | 3GB |  | 12H | COMM | CS03 | Z001 | V |  | F | RM | PD | ZABB | HGQ | 3410121000 | PC |  | 1 | CNDUYAN | [5 empty] | 1 | 0 | PC | 2020-08-28 | 0 | PC
VTS-G1011-2423-9 | JDZX22-10C1 10/√3/0.1/√3kV/0.1/3kV |  | 121EL-VT | 3GB |  | 12H | COMM | CS03 | Z001 | V |  | F | RM | PD | ZABB | HGQ | 3410121000 | PC |  | 1 | CNDUYAN | [5 empty] | 1 | 0 | PC | 2020-09-02 | 0 | PC
VTS-G1011-2423S | JDZXR22-10C1 10/v3 0.1/v3 0.1/3kV |  | 121EL-VT | 3GB |  | B12 | COMM | CS03 | Z001 | V |  | F | RM | PD | ZABB | HGQ | 3410121000 | PC |  | 1 | CNXIHE4 | [5 empty] | 1 | 0 | PC | 2015-09-18 | 0 | PC
VTS-G1011-2423S-1 | JDZXR22-10C1 10/v3 0.1/v3 0.1/3kV |  | 121EL-VT | 3GB |  | 12H | COMM | CS03 | Z001 | V |  | F | RM | PD | ZABB | HGQ | 3410121000 | PC |  | 1 | CNDUYAN | [5 empty] | 1 | 0 | PC | 2020-12-17 | 0 | PC
VTS-G1011-2423S-2 | JDZX22-10C1 10/v3 0.1/v3 0.1/3kV 0.5/3P |  | 121EL-VT |  |  | 129 | COMM | CS03 | Z001 | V |  | F | RM | PD | ZABB | HGQ | 3410121000 | PC |  | 1 | CNJOCHE21 | [5 empty] | 1 | 0 | PC | 2021-01-13 | 0 | PC
VTS-G1011-2423S-3 | JDZXR28-10C1 10/v3 0.1/v3 0.1/3kV 0.5/3P |  | 121EL-VT | 3GB |  | 12H | COMM | CS03 | Z001 | V |  | F | RM | PD | ZABB | HGQ | 3410121000 | PC |  | 1 | CNJOCHE21 | [5 empty] | 1 | 0 | PC | 2021-03-10 | 0 | PC
VTS-G1011-2423S1 | JDZXR23-10 10/v3 0.1/v3 0.1/3kV |  | 121EL-VT | 3GB |  | B12 | COMM | CS03 | Z001 | V |  | F | RM | PD | ZABB | HGQ | 3410121000 | PC |  | 1 | T_GUIHUA_YE | [5 empty] | 1 | 0 | PC | 2016-02-17 | 0 | PC
VTS-G1011-2423S2 | JDZXR22-10C1 10/v3 0.1/v3 0.1/3kV |  | 121EL-VT | 3GB |  | 12H | COMM | CS03 | Z001 | V |  | F | RM | PD | ZABB | HGQ | 3410121000 | PC |  | 1 | CNXIHE4 | [5 empty] | 1 | 0 | PC | 2017-07-28 | 0 | PC
VTS-G1011-2425 | JDZX22-10C 10/√3;0.1/√3;0.1kV |  | 121EL-VT | 3GB |  | B12 | COMM | CS03 | Z001 | V |  | F | RM | PD | ZABB | HGQ | 3410121000 | PC |  | 1 | CNXIHE4 | [5 empty] | 1 | 0 | PC | 2016-12-12 | 0 | PC
VTS-G1011-2523S | JDZXR26-20 10/v3 0.1/v3 0.1/3kV |  | 121EL-VT | 3GB |  | B12 | COMM | CS03 | Z001 | V |  | F | RM | PD | ZABB | HGQ | 3410121000 | PC |  | 1 | CNXIHE4 | [5 empty] | 1 | 0 | PC | 2017-03-17 | 0 | PC
VTS-G1011-2811 | JDZX22-10C1G-N 10/v3 0.1/v3 0.1/3kV |  | 121EL-VT | 3GB |  | B12 | COMM | CS03 | Z001 | V |  | F | RM | PD | ZABB | HGQ | 3410121000 | PC |  | 1 | CNXIHE4 | [5 empty] | 1 | 0 | PC | 2017-08-04 | 0 | PC
VTS-G1011-2811-1 | JDZX22-10C1 10/v3 0.1/v3 0.1/3kV |  | 121EL-VT | 3GB |  | B12 | COMM | CS03 | Z001 | V |  | F | RM | PD | ZABB | HGQ | 3410121000 | PC |  | 1 | CNXIHE4 | [5 empty] | 1 | 0 | PC | 2017-10-10 | 0 | PC
VTS-G1011-2813 | JDZX22-10C1 10/v3 0.1/v3 0.1/3kV |  | 121EL-VT | 3GB |  | B12 | COMM | CS03 | Z001 | V |  | F | RM | PD | ZABB | HGQ | 3410121000 | PC |  | 1 | CNXIHE4 | [5 empty] | 1 | 0 | PC | 2017-11-15 | 0 | PC
VTS-G1011-2813S | JDZXR23-10 10/v3 0.1/v3 0.1/3kV CL0.2/3P |  | 121EL-VT | 3GB |  | B12 | COMM | CS03 | Z001 | V |  | F | RM | PD | ZABB | HGQ | 3410121000 | PC |  | 1 | CNXIHE4 | [5 empty] | 1 | 0 | PC | 2014-12-03 | 0 | PC
VTS-G1011-2823 | JDZX22-10C1 10/v3 0.1/v3 0.1/3kV 0.5/3P |  | 121EL-VT | 3GB |  | 12H | COMM | CS03 | Z001 | V |  | F | RM | PD | ZABB | HGQ | 3410121000 | PC |  | 1 | CNXIHE4 | [5 empty] | 1 | 0 | PC | 2017-05-19 | 0 | PC
VTS-G1011-2823-2 | JDZX22-10C1 10/v3 .1/v3 .1kV/3 |  | 121EL-VT | 3GB |  | 12H | COMM | CS03 | Z001 | V |  | F | RM | PD | ZABB | HGQ | 3410121000 | PC |  | 1 | CNDUYAN | [5 empty] | 1 | 0 | PC | 2020-08-26 | 0 | PC
VTS-G1011-2823-3 | JDZX22-10C 10/v3 0.1/v3 0.1/3kV |  | 121EL-VT |  |  | 129 | COMM | CS03 | Z001 | V |  | F | RM | PD | ZABB | HGQ | 3410121000 | PC |  | 1 | CNJOCHE21 | [5 empty] | 1 | 0 | PC | 2022-02-08 | 0 | PC
VTS-G1011-2823-4 | JDZX22-10C1G-N 10/v3 0.1/v3 0.1/3kV |  | 121EL-VT | 3GB |  | 12H | COMM | CS03 | Z001 | V |  | F | RM | PD | ZABB | HGQ | 3410121000 | PC |  | 1 | CNJOCHE21 | [5 empty] | 1 | 0 | PC | 2022-02-08 | 0 | PC
VTS-G1011-2823-5 | JDZX28-10C1 10/v3 0.1/v3 0.1/3kV 0.5/3P |  | 121EL-VT | 3GB |  | 12H | COMM | CS03 | Z001 | V |  | F | RM | PD | ZABB | HGQ | 3410121000 | PC |  | 1 | CNJISU10 | [5 empty] | 1 | 0 | PC | 2022-04-08 | 0 | PC
VTS-G1011-2823S | JDZXR22-10C1 10/v3 0.1/v3 0.1/3kV |  | 121EL-VT | 3GB |  | 12H | COMM | CS03 | Z001 | V |  | F | RM | PD | ZABB | HGQ | 3410121000 | PC |  | 1 | CNXIHE4 | [5 empty] | 1 | 0 | PC | 2017-05-18 | 0 | PC
VTS-G1011-2G23 | JDZX22-10C1 10/v3 0.1/v3 .1/3kV 0.5/3P |  | 121EL-VT | 3GB |  | B12 | COMM | CS03 | Z001 | V |  | F | RM | PD | ZABB | HGQ | 3410121000 | PC |  | 1 | T_GUIHUA_YE | [5 empty] | 1 | 0 | PC | 2014-12-01 | 0 | PC
VTS-G1011-2J23 | JDZX22-10C1 10/√3/0.1/√0.1/3kV |  | 121EL-VT | 3GB |  | 12H | COMM | CS03 | Z001 | V |  | F | RM | PD | ZABB | HGQ | 3410121000 | PC |  | 1 | CNJISU10 | [5 empty] | 1 | 6 | PC | 2022-03-18 | 0 | PC
VTS-G1011-2J23S | JDZXR22-10C1 10/√3/0.1/√3kV/0.1/3kV |  | 121EL-VT | 3GB |  | 12H | COMM | CS03 | Z001 | V |  | F | RM | PD | ZABB | HGQ | 3410121000 | PC |  | 1 | CNXIYE6 | [5 empty] | 1 | 0 | PC | 2022-03-21 | 0 | PC
VTS-G1011-3423 | JDZX28-10C1 10/v3 0.1/v3 0.1/3kV 0.5/3P |  | 121EL-VT | 3GB |  | 12H | COMM | CS03 | Z001 | V |  | F | RM | PD | ZABB | HGQ | 3410121000 | PC |  | 1 | CNJOCHE21 | [5 empty] | 1 | 0 | PC | 2021-08-31 | 0 | PC
VTS-G1011-4421 | JDZX22-10C1 10/v3 0.1/v3 0.1/3kV 0.5/6P |  | 121EL-VT | 3GB |  | 12H | COMM | CS03 | Z001 | V |  | F | RM | PD | ZABB | HGQ | 3410121000 | PC |  | 1 | CNXIHE4 | [5 empty] | 1 | 6 | PC | 2014-04-29 | 0 | PC
VTS-G1011-4421-1 | JDZX22-10C1G-N 10/√3;0.1/√3;0.1/3kV |  | 121EL-VT | 3GB |  | 12H | COMM | CS03 | Z001 | V |  | F | RM | PD | ZABB | HGQ | 3410121000 | PC |  | 1 | CNXIHE4 | [5 empty] | 1 | 0 | PC | 2016-12-12 | 0 | PC
VTS-G1011-4421-2 | JDZX28-10C1 10/v3 0.1/v3 0.1/3kV 0.5/6P |  | 121EL-VT | 3GB |  | 12H | COMM | CS03 | Z001 | V |  | F | RM | PD | ZABB | HGQ | 3410121000 | PC |  | 1 | CNJOCHE21 | [5 empty] | 1 | 0 | PC | 2020-12-04 | 0 | PC
VTS-G1011-4421S | JDZXR22-10C1 10/v3 0.1/v3 0.1/3kV |  | 121EL-VT | 3GB |  | B12 | COMM | CS03 | Z001 | V |  | F | RM | PD | ZABB | HGQ | 3410121000 | PC |  | 1 | CNXIHE4 | [5 empty] | 1 | 0 | PC | 2014-04-25 | 0 | PC
VTS-G1011-4421S-1 | JDZXR23-10 10/v3 0.1/v3 0.1/3kV,CL0.5/6P |  | 121EL-VT | 3GB |  | 12H | COMM | CS03 | Z001 | V |  | F | RM | PD | ZABB | HGQ | 3410121000 | PC |  | 1 | CNXIHE4 | [5 empty] | 1 | 0 | PC | 2014-11-20 | 0 | PC
VTS-G1011-4421S-2 | JDZXR28-10C1 10/v3 0.1/v3 0.1/3kV |  | 121EL-VT | 3GB |  | 12H | COMM | CS03 | Z001 | V |  | F | RM | PD | ZABB | HGQ | 3410121000 | PC |  | 1 | CNJOCHE21 | [5 empty] | 1 | 0 | PC | 2020-10-23 | 0 | PC
VTS-G1011-4423 | JDZX22-10C1 10/v3 0.1/v3 .1/3kV 0.5/3P |  | 121EL-VT | 3GB |  | 12H | COMM | CS03 | Z001 | V |  | F | RM | PD | ZABB | HGQ | 3410121000 | PC |  | 1 | CNXIHE4 | [5 empty] | 1 | 6 | PC | 2013-05-16 | 0 | PC
VTS-G1011-4423-1 | JDZX22-10W-N 10000/v3 100/v3 100V/3V |  | 121EL-VT | 3GB |  | 12H | COMM | CS03 | Z001 | V |  | F | RM | PD | ZABB | HGQ | 3410121000 | PC |  | 1 | CNXIHE4 | [5 empty] | 1 | 0 | PC | 2013-08-19 | 0 | PC
VTS-G1011-4423-10 | JDZX22-10C1 10/v3 0.1/v3 0.1/3kV 50VA/CL |  | 121EL-VT | 3GB |  | 12H | COMM | CS03 | Z001 | V |  | F | RM | PD | ZABB | HGQ | 3410121000 | PC |  | 1 | CNSHZEN2 | [5 empty] | 1 | 0 | PC | 2018-03-02 | 0 | PC
VTS-G1011-4423-13 | JDZX22-10C1 10/v3 0.1/v3 .1/3kV 0.5/3P |  | 121EL-VT | 3GB |  | 12H | COMM | CS03 | Z001 | V |  | F | RM | PD | ZABB | HGQ | 3410121000 | PC |  | 1 | CNGELI3 | [5 empty] | 1 | 1 | PC | 2020-03-24 | 0 | PC
VTS-G1011-4423-14 | JDZX22-10C1 10/v3 0.1/v3 0.1/3kV |  | 121EL-VT | 3GB |  | 12H | COMM | CS03 | Z001 | V |  | F | RM | PD | ZABB | HGQ | 3410121000 | PC |  | 1 | CNJOCHE21 | [5 empty] | 1 | 0 | PC | 2020-05-15 | 0 | PC
VTS-G1011-4423-15 | JDZX28-10C1 10/v3 0.1/v3 0.1/3kV 0.5/3P |  | 121EL-VT | 3GB |  | 12H | COMM | CS03 | Z001 | V |  | F | RM | PD | ZABB | HGQ | 3410121000 | PC |  | 1 | CNJOCHE21 | [5 empty] | 1 | 3 | PC | 2020-07-14 | 0 | PC
VTS-G1011-4423-16 | JDZX22-10C1 10/v3 .1/v3 .1kV/3 |  | 121EL-VT | 3GB |  | 12H | COMM | CS03 | Z001 | V |  | F | RM | PD | ZABB | HGQ | 3410121000 | PC |  | 1 | CNDUYAN | [5 empty] | 1 | 0 | PC | 2020-07-29 | 0 | PC
VTS-G1011-4423-17 | JDZX22-10W-N 10/v3 0.1/v3 0.1/3kV 0.5/3P |  | 121EL-VT |  |  | 129 | COMM | CS03 | Z001 | V |  | F | RM | PD | ZABB | HGQ | 3410121000 | PC |  | 1 | CNDUYAN | [5 empty] | 1 | 0 | PC | 2020-09-23 | 0 | PC
VTS-G1011-4423-18 | JDZX22-10C1 10/v3 0.1/v3 .1/3kV 0.5/3P |  | 121EL-VT | 3GB |  | 12H | COMM | CS03 | Z001 | V |  | F | RM | PD | ZABB | HGQ | 3410121000 | PC |  | 1 | CNJOCHE21 | [5 empty] | 1 | 0 | PC | 2021-01-05 | 0 | PC
VTS-G1011-4423-19 | JDZX22-10W-N 10/v3 0.1/v3 0.1/3 kV |  | 121EL-VT | 3GB |  | 12H | COMM | CS03 | Z001 | V |  | F | RM | PD | ZABB | HGQ | 3410121000 | PC |  | 1 | CNJOCHE21 | [5 empty] | 1 | 0 | PC | 2021-03-25 | 0 | PC
VTS-G1011-4423-1AL | JDZX22-10W-N 10000/v3 100/v3 100V/3V |  | 121EL-VT |  |  | 129 | COMM | CS03 | Z001 | V |  | F | RM | PD | ZABB | HGQ | 3410121000 | PC |  | 1 | CNJOCHE21 | [5 empty] | 1 | 0 | PC | 2021-10-27 | 0 | PC
VTS-G1011-4423-2 | JDZX22-10C1G-N 10/v3 0.1/v3 0.1/3kV |  | 121EL-VT | 3GB |  | 12H | COMM | CS03 | Z001 | V |  | F | RM | PD | ZABB | HGQ | 3410121000 | PC |  | 1 | CNXIHE4 | [5 empty] | 1 | 0 | PC | 2014-08-08 | 0 | PC
VTS-G1011-4423-20 | JDZXR27G-10B 10/v3 0.1/v3 0.1/3kV |  | 121EL-VT | 3GB |  | 12H | COMM | CS03 | Z001 | V |  | F | RM | PD | ZABB | HGQ | 3410121000 | PC |  | 1 | CNJOCHE21 | [5 empty] | 1 | 0 | PC | 2022-02-10 | 0 | PC
VTS-G1011-4423-21 | JDZX22-10C1 10/v3 0.1/v3 0.1/3kV |  | 121EL-VT |  |  | 129 | COMM | CS03 | Z001 | V |  | F | RM | PD | ZABB | HGQ | 3410121000 | PC |  | 1 | CNJISU10 | [5 empty] | 1 | 0 | PC | 2022-04-24 | 0 | PC
VTS-G1011-4423-4 | JDZX22-10C1 10/v3 0.1/v3 0.1/3kV 50VA/CL |  | 121EL-VT | 3GB |  | 12H | COMM | CS03 | Z001 | V |  | F | RM | PD | ZABB | HGQ | 3410121000 | PC |  | 1 | CNXIHE4 | [5 empty] | 1 | 0 | PC | 2015-04-29 | 0 | PC
VTS-G1011-4423-6 | JDZX23-10 10/v3 0.1/v3 0.1/3 kV 50VA/CL0 |  | 121EL-VT | 3GB |  | B12 | COMM | CS03 | Z001 | V |  | F | RM | PD | ZABB | HGQ | 3410121000 | PC |  | 1 | CNXIHE4 | [5 empty] | 1 | 0 | PC | 2015-06-29 | 0 | PC
VTS-G1011-4423-7 | JDZX22-10C1 10/v3 0.1/v3 0.1/3 kV 50VA/C |  | 121EL-VT | 3GB |  | B12 | COMM | CS03 | Z001 | V |  | F | RM | PD | ZABB | HGQ | 3410121000 | PC |  | 1 | T_GUIHUA_YE | [5 empty] | 1 | 0 | PC | 2015-12-09 | 0 | PC
VTS-G1011-4423-8 | JDZX22-10C1G-A 10/v3 0.1/v3 0.1/3kV |  | 121EL-VT | 3GB |  | 12H | COMM | CS03 | Z001 | V |  | F | RM | PD | ZABB | HGQ | 3410121000 | PC |  | 1 | CNXIHE4 | [5 empty] | 1 | 0 | PC | 2017-02-16 | 0 | PC
VTS-G1011-4423-AL | JDZX22-10C1 10/v3 0.1/v3 .1/3kV 0.5/3P |  | 121EL-VT | 3GB |  | 12H | COMM | CS03 | Z001 | V |  | F | RM | PD | ZABB | HGQ | 3410121000 | PC |  | 1 | CNJOCHE21 | [5 empty] | 1 | 0 | PC | 2021-07-24 | 0 | PC
VTS-G1011-4423S | JDZXR22-10C1 10/v3 0.1/v3 0.1/3kV |  | 121EL-VT | 3GB |  | 12H | COMM | CS03 | Z001 | V |  | F | RM | PD | ZABB | HGQ | 3410121000 | PC |  | 1 | CNXIHE4 | [5 empty] | 1 | 3 | PC | 2012-10-19 | 0 | PC
VTS-G1011-4423S-1 | JDZXR23-10 10/v3 0.1/v3 0.1/3kV 0.5/3P |  | 121EL-VT | 3GB |  | 12H | COMM | CS03 | Z001 | V |  | F | RM | PD | ZABB | HGQ | 3410121000 | PC |  | 1 | CNXIHE4 | [5 empty] | 1 | 0 | PC | 2013-07-24 | 0 | PC
VTS-G1011-4423S-2 | JDZXR22-10C1 10000/v3 100/v3 100/3V |  | 121EL-VT |  |  | B03 | COMM | CS03 | Z001 | V |  | F | RM | PD | ZABB | HGQ | 3410121000 | PC |  | 1 | CNXIHE4 | [5 empty] | 1 | 0 | PC | 2013-08-20 | 0 | PC
VTS-G1011-4423S-3 | JDZXR22-10C1 10/v3 0.1/v3 0.1/3 kV W.TUB |  | 121EL-VT |  |  | B03 | COMM | CS03 | Z001 | V |  | F | RM | PD | ZABB | HGQ | 3410121000 | PC |  | 1 | T_GUIHUA_YE | [5 empty] | 1 | 0 | PC | 2015-03-19 | 0 | PC
VTS-G1011-4423S-4 | JDZXR24-10 10/v3 0.1/v3 0.1/3kV |  | 121EL-VT | 3GB |  | B12 | COMM | CS03 | Z001 | V |  | F | RM | PD | ZABB | HGQ | 3410121000 | PC |  | 1 | CNXIHE4 | [5 empty] | 1 | 0 | PC | 2017-04-13 | 0 | PC
VTS-G1011-4423S-5 | JDZXR-10C 10/v3 0.1/v3 0.1/3kV |  | 121EL-VT | 3GB |  | 12H | COMM | CS03 | Z001 | V |  | F | RM | PD | ZABB | HGQ | 3410121000 | PC |  | 1 | CNJOCHE21 | [5 empty] | 1 | 0 | PC | 2020-05-13 | 0 | PC
VTS-G1011-4423S-6 | JDZXR28-10C1 10/v3 0.1/v3 0.1/3kV 0.5/3P |  | 121EL-VT | 3GB |  | 12H | COMM | CS03 | Z001 | V |  | F | RM | PD | ZABB | HGQ | 3410121000 | PC |  | 1 | CNJOCHE21 | [5 empty] | 1 | 9 | PC | 2020-07-24 | 0 | PC
VTS-G1011-4423S-8 | JDZXR22-10C1 10/v3 0.1/v3 0.1/3kV |  | 121EL-VT | 3GB |  | 12H | COMM | CS03 | Z001 | V |  | F | RM | PD | ZABB | HGQ | 3410121000 | PC |  | 1 | CNJOCHE21 | [5 empty] | 1 | 0 | PC | 2021-01-05 | 0 | PC
VTS-G1011-4423S-AL | JDZXR22-10C1 10/v3 0.1/v3 0.1/3kV |  | 121EL-VT | 3GB |  | 12H | COMM | CS03 | Z001 | V |  | F | RM | PD | ZABB | HGQ | 3410121000 | PC |  | 1 | CNJOCHE21 | [5 empty] | 1 | 0 | PC | 2021-07-24 | 0 | PC
VTS-G1011-442MS | JDZXR22-10C1 10/√3/0.1/√3kV/0.1/3kV |  | 121EL-VT | 3GB |  | 12H | COMM | CS03 | Z001 | V |  | F | RM | PD | ZABB | HGQ | 3410121000 | PC |  | 1 | CNJOCHE21 | [5 empty] | 1 | 0 | PC | 2020-06-30 | 0 | PC
VTS-G1011-4483 | JDZX22-10C1 10/v3 0.1/v3 0.1/3 kV |  | 121EL-VT | 3GB |  | B12 | COMM | CS03 | Z001 | V |  | F | RM | PD | ZABB | HGQ | 3410121000 | PC |  | 1 | CNXIHE4 | [5 empty] | 1 | 0 | PC | 2016-07-26 | 0 | PC
VTS-G1011-4483-1 | JDZX22-10C1G-N 10/v3 0.1/v3 0.1/3kV |  | 121EL-VT | 3GB |  | 12H | COMM | CS03 | Z001 | V |  | F | RM | PD | ZABB | HGQ | 3410121000 | PC |  | 1 | CNXIHE4 | [5 empty] | 1 | 0 | PC | 2016-08-18 | 0 | PC
VTS-G1011-4493 | JDZX22-10C1 10/v3 0.1/v3 0.1/3kV |  | 121EL-VT | 3GB |  | 12H | COMM | CS03 | Z001 | V |  | F | RM | PD | ZABB | HGQ | 3410121000 | PC |  | 1 | CNXIHE4 | [5 empty] | 1 | 0 | PC | 2016-04-13 | 0 | PC
VTS-G1011-4493S | JDZXR22-10C1 10/v3 0.1/v3 0.1/3kV |  | 121EL-VT | 3GB |  | 12H | COMM | CS03 | Z001 | V |  | F | RM | PD | ZABB | HGQ | 3410121000 | PC |  | 1 | CNJOCHE21 | [5 empty] | 1 | 0 | PC | 2020-09-23 | 0 | PC
VTS-G1011-4523S | JDZXR22-10C1 10/v3 0.1/v3 0.1/3kV |  | 121EL-VT | 3GB |  | B12 | COMM | CS03 | Z001 | V |  | F | RM | PD | ZABB | HGQ | 3410121000 | PC |  | 1 | CNXIHE4 | [5 empty] | 1 | 0 | PC | 2014-10-27 | 0 | PC
VTS-G1011-4523S-1 | JDZXR23-10 10/v3 0.1/v3 0.1/3kV CL0.5/3P |  | 121EL-VT | 3GB |  | B12 | COMM | CS03 | Z001 | V |  | F | RM | PD | ZABB | HGQ | 3410121000 | PC |  | 1 | CNXIHE4 | [5 empty] | 1 | 0 | PC | 2014-11-05 | 0 | PC
VTS-G1011-4621 | JDZX28-10C1 10/v3 0.1/v3 0.1/3kV 0.5/6P |  | 121EL-VT | 3GB |  | 12H | COMM | CS03 | Z001 | V |  | F | RM | PD | ZABB | HGQ | 3410121000 | PC |  | 1 | CNJISU10 | [5 empty] | 1 | 0 | PC | 2022-01-26 | 0 | PC
VTS-G1011-4623 | JDZX22-10C1 10/v3 0.1/v3 0.1/3kV |  | 121EL-VT | 3GB |  | B12 | COMM | CS03 | Z001 | V |  | F | RM | PD | ZABB | HGQ | 3410121000 | PC |  | 1 | CNXIHE4 | [5 empty] | 1 | 0 | PC | 2014-02-12 | 0 | PC
VTS-G1011-4623S | JDZXR22-10C1 10/v3 0.1/v3 0.1/3kV |  | 121EL-VT | 3GB |  | 12H | COMM | CS03 | Z001 | V |  | F | RM | PD | ZABB | HGQ | 3410121000 | PC |  | 1 | CNXIHE4 | [5 empty] | 1 | 0 | PC | 2018-01-18 | 0 | PC
VTS-G1011-4721 | JDZX22-10C1 10/v3 0.1/v3 0.1/3 kV |  | 121EL-VT | 3GB |  | B12 | COMM | CS03 | Z001 | V |  | F | RM | PD | ZABB | HGQ | 3410121000 | PC |  | 1 | CNDUYAN | [5 empty] | 1 | 0 | PC | 2018-05-09 | 0 | PC
VTS-G1011-4721-1 | JDZX22-10C1G-N 10/v3 0.1/v3 0.1/3 kV |  | 121EL-VT | 3GB |  | B12 | COMM | CS03 | Z001 | V |  | F | RM | PD | ZABB | HGQ | 3410121000 | PC |  | 1 | CNDUYAN | [5 empty] | 1 | 0 | PC | 2018-05-18 | 0 | PC
VTS-G1011-4723 | JDZX22-10C1 10/v3 0.1/v3 0.1/3kV |  | 121EL-VT | 3GB |  | 12H | COMM | CS03 | Z001 | V |  | F | RM | PD | ZABB | HGQ | 3410121000 | PC |  | 1 | CNJOCHE21 | [5 empty] | 1 | 0 | PC | 2021-08-10 | 0 | PC
VTS-G1011-4813 | JDZX23-10 10/v3 0.1/v3 0.1/3kV 50VA/CL 0 |  | 121EL-VT | 3GB |  | B12 | COMM | CS03 | Z001 | V |  | F | RM | PD | ZABB | HGQ | 3410121000 | PC |  | 1 | CNXIHE4 | [5 empty] | 1 | 0 | PC | 2015-08-04 | 0 | PC
VTS-G1011-4813-1 | JDZX22-10W-N 10/v3 0.1/v3 0.1/3kV |  | 121EL-VT | 3GB |  | B12 | COMM | CS03 | Z001 | V |  | F | RM | PD | ZABB | HGQ | 3410121000 | PC |  | 1 | CNXIHE4 | [5 empty] | 1 | 0 | PC | 2016-07-12 | 0 | PC
VTS-G1011-4813-2 | JDZX23-10 10/v3 0.1/v3 0.1/3kV |  | 121EL-VT | 3GB |  | B12 | COMM | CS03 | Z001 | V |  | F | RM | PD | ZABB | HGQ | 3410121000 | PC |  | 1 | CNXIHE4 | [5 empty] | 1 | 0 | PC | 2018-01-05 | 0 | PC
VTS-G1011-4813S | JDZXR23-10 10/v3 0.1/v3 0.1/3kV |  | 121EL-VT | 3GB |  | 12H | COMM | CS03 | Z001 | V |  | F | RM | PD | ZABB | HGQ | 3410121000 | PC |  | 1 | CNXIHE4 | [5 empty] | 1 | 0 | PC | 2015-08-04 | 0 | PC
VTS-G1011-4813S-1 | JDZXR22-10C1 10/v3 0.1/v3 0.1/3kV |  | 121EL-VT | 3GB |  | 12H | COMM | CS03 | Z001 | V |  | F | RM | PD | ZABB | HGQ | 3410121000 | PC |  | 1 | CNXIHE4 | [5 empty] | 1 | 0 | PC | 2017-06-12 | 0 | PC
VTS-G1011-4813S-2 | JDZXR23-10 10/v3 0.1/v3 0.1/3kV |  | 121EL-VT |  |  | B03 | COMM | CS03 | Z001 | V |  | F | RM | PD | ZABB | HGQ | 3410121000 | PC |  | 1 | CNXIHE4 | [5 empty] | 1 | 0 | PC | 2017-12-20 | 0 | PC
VTS-G1011-4821 | JDZX22-10C1 10/v3 0.1/v3 0.1/3kV 0.5/6P |  | 121EL-VT | 3GB |  | 12H | COMM | CS03 | Z001 | V |  | F | RM | PD | ZABB | HGQ | 3410121000 | PC |  | 1 | CNXIHE4 | [5 empty] | 1 | 0 | PC | 2014-02-27 | 0 | PC
VTS-G1011-4821S | JDZXR22-10C1 10/v3 0.1/v3 0.1/ 3kV |  | 121EL-CT | 3GB |  | 12H | COMM | CS03 | Z001 | V |  | F | RM | PD | ZABB | HGQ | 3410121000 | PC |  | 1 | CNJOCHE21 | [5 empty] | 1 | 0 | PC | 2021-08-10 | 0 | PC
VTS-G1011-4821S-1 | JDZXR22-10C1 10/v3 0.1/v3 0.1/3kV |  | 121EL-VT | 3GB |  | 12H | COMM | CS03 | Z001 | V |  | F | RM | PD | ZABB | HGQ | 3410121000 | PC |  | 1 | CNJISU10 | [5 empty] | 1 | 0 | PC | 2021-10-09 | 0 | PC
VTS-G1011-4823 | JDZX22-10W-N 10/v3 .1/v3 .1/3 kV 0.5/50 |  | 121EL-VT | 3GB |  | 12H | COMM | CS03 | Z001 | V |  | F | RM | PD | ZABB | HGQ | 3410121000 | PC |  | 1 | T_GUIHUA_YE | [5 empty] | 1 | 0 | PC | 2013-08-27 | 0 | PC
VTS-G1011-4823-1 | JDZX23-10 10/v3 0.1/v3 0.1/3kV CL0.5/3P |  | 121EL-VT | 3GB |  | B12 | COMM | CS03 | Z001 | V |  | F | RM | PD | ZABB | HGQ | 3410121000 | PC |  | 1 | CNXIHE4 | [5 empty] | 1 | 0 | PC | 2014-05-28 | 0 | PC
VTS-G1011-4823-2 | JDZX22-10C1 10/v3 0.1/v3 0.1/3kV 0.5/3P |  | 121EL-VT | 3GB |  | 12H | COMM | CS03 | Z001 | V |  | F | RM | PD | ZABB | HGQ | 3410121000 | PC |  | 1 | CNXIHE4 | [5 empty] | 1 | 0 | PC | 2014-10-14 | 0 | PC
VTS-G1011-4823-3 | JDZX22-10C1G-N 10/v3 0.1/v3 0.1/3kV |  | 121EL-VT | 3GB |  | 12H | COMM | CS03 | Z001 | V |  | F | RM | PD | ZABB | HGQ | 3410121000 | PC |  | 1 | CNXIHE4 | [5 empty] | 1 | 0 | PC | 2015-02-12 | 0 | PC
VTS-G1011-4823-4 | JDZX22-10C1 10/v3 0.1/v3 0.1/3kV 0.5/3P |  | 121EL-VT | 3GB |  | 12H | COMM | CS03 | Z001 | V |  | F | RM | PD | ZABB | HGQ | 3410121000 | PC |  | 1 | CNGELI3 | [5 empty] | 1 | 0 | PC | 2019-10-21 | 0 | PC
VTS-G1011-4823-5 | JDZX22-10C1 10/v3 0.1/v3 .1/3kV 0.5/3P |  | 121EL-VT | 3GB |  | 12H | COMM | CS03 | Z001 | V |  | F | RM | PD | ZABB | HGQ | 3410121000 | PC |  | 1 | CNJOCHE21 | [5 empty] | 1 | 0 | PC | 2020-11-06 | 0 | PC
VTS-G1011-4823-6 | JDZX28-10C1 10/v3 0.1/v3 0.1/3kV |  | 121EL-VT | 3GB |  | 12H | COMM | CS03 | Z001 | V |  | F | RM | PD | ZABB | HGQ | 3410121000 | PC |  | 1 | CNJOCHE21 | [5 empty] | 1 | 0 | PC | 2021-04-27 | 0 | PC
VTS-G1011-4823-7 | JDZXR27G-10C1 10/V3/0.1/V3/0.1/3kV |  | 121EL-VT |  |  | 129 | COMM | CS03 | Z001 | V |  | F | RM | PD | ZABB | HGQ | 3410121000 | PC |  | 1 | CNJOCHE21 | [5 empty] | 1 | 0 | PC | 2021-07-13 | 0 | PC
VTS-G1011-4823-AL | JDZX22-10W-N 10000/v3 100/v3 100V/3V |  | 121EL-VT | 3GB |  | 12H | COMM | CS03 | Z001 | V |  | F | RM | PD | ZABB | HGQ | 3410121000 | PC |  | 1 | CNJOCHE21 | [5 empty] | 1 | 0 | PC | 2021-10-28 | 0 | PC
VTS-G1011-4823S | JDZXR23-10 10/v3 0.1/v3 0.1/3kV CL0.5/3P |  | 121EL-VT | 3GB |  | 12H | COMM | CS03 | Z001 | V |  | F | RM | PD | ZABB | HGQ | 3410121000 | PC |  | 1 | CNXIHE4 | [5 empty] | 1 | 0 | PC | 2014-12-03 | 0 | PC
VTS-G1011-4823S-1 | JDZXR22-10C1 10/v3 0.1/v3 0.1/3kV 0.5/3P |  | 121EL-VT | 3GB |  | 12H | COMM | CS03 | Z001 | V |  | F | RM | PD | ZABB | HGQ | 3410121000 | PC |  | 1 | CNJOCHE21 | [5 empty] | 1 | 0 | PC | 2021-03-16 | 0 | PC
VTS-G1011-4828 | JDZX22-10C1 10/v3 0.1/v3 0.1/3kV |  | 121EL-VT |  |  | 129 | COMM | CS03 | Z001 | V |  | F | RM | PD | ZABB | HGQ | 3410121000 | PC |  | 1 | CNDUYAN | [5 empty] | 1 | 0 | PC | 2020-07-09 | 0 | PC
VTS-G1011-4832S | JDZXR23-10 10/v3 .1/v3 .1/3kV 0.5/3P |  | 121EL-VT | 3GB |  | B12 | COMM | CS03 | Z001 | V |  | F | RM | PD | ZABB | HGQ | 3410121000 | PC |  | 1 | CNXIHE4 | [5 empty] | 1 | 0 | PC | 2013-01-05 | 0 | PC
VTS-G1011-4893 | JDZXR27G-10C1 10/V3/0.1/V3/0.1/3kV |  | 121EL-VT | 3GB |  | 12H | COMM | CS03 | Z001 | V |  | F | RM | PD | ZABB | HGQ | 3410121000 | PC |  | 1 | CNJOCHE21 | [5 empty] | 1 | 0 | PC | 2021-07-13 | 0 | PC
VTS-G1011-4I23S | JDZXR23-10 10/v3 0.1/v3 0.1/3kV |  | 121EL-VT |  |  | 129 | COMM | CS03 | Z001 | V |  | F | RM | PD | ZABB | HGQ | 3410121000 | PC |  | 1 | CNJOCHE21 | [5 empty] | 1 | 0 | PC | 2022-01-13 | 0 | PC
VTS-G1011-4M23S | JDZX22-10C1 10/v3 0.1/v3 .1/3Kv 0.5/3P |  | 121EL-VT | 3GD |  | 12H | COMM | CS03 | Z001 | V |  | F | RM | PD | ZABB | HGQ | 3410121000 | PC |  | 1 | CNXIYE6 | [5 empty] | 1 | 0 | PC | 2022-03-08 | 0 | PC
VTS-G1011-5423 | JDZX22-10C1 10/v3 0.1/v3 .1/3kV 0.5/3P |  | 121EL-VT | 3GB |  | 12H | COMM | CS03 | Z001 | V |  | F | RM | PD | ZABB | HGQ | 3410121000 | PC |  | 1 | CNXIHE4 | [5 empty] | 1 | 0 | PC | 2013-03-01 | 0 | PC
VTS-G1011-5423-2 | JDZX22-10C1G-A 10/v3 0.1/v3 0.1/3kV |  | 121EL-VT | 3GB |  | 12H | COMM | CS03 | Z001 | V |  | F | RM | PD | ZABB | HGQ | 3410121000 | PC |  | 1 | CNGELI3 | [5 empty] | 1 | 0 | PC | 2019-08-15 | 0 | PC
VTS-G1011-5423-3 | JDZX22-10C1 10/v3 0.1/v3 0.1/3 kV |  | 121EL-VT | 3GB |  | 12H | COMM | CS03 | Z001 | V |  | F | RM | PD | ZABB | HGQ | 3410121000 | PC |  | 1 | CNDUYAN | [5 empty] | 1 | 0 | PC | 2020-09-08 | 0 | PC
VTS-G1011-5423S-1 | JDZXR22-10C1 10/v3 0.1/v3 0.1/3kV 0.5/3P |  | 121EL-VT | 3GB |  | 12H | COMM | CS03 | Z001 | V |  | F | RM | PD | ZABB | HGQ | 3410121000 | PC |  | 1 | CNXIHE4 | [5 empty] | 1 | 0 | PC | 2013-10-12 | 0 | PC
VTS-G1011-5423S-2 | JDZXR23-10 10/v3 0.1/v3 0.1/3kV |  | 121EL-VT | 3GB |  | B12 | COMM | CS03 | Z001 | V |  | F | RM | PD | ZABB | HGQ | 3410121000 | PC |  | 1 | CNXIHE4 | [5 empty] | 1 | 0 | PC | 2016-03-15 | 0 | PC
VTS-G1011-5521 | JDZX22-10C1 10/v3 0.1/v3 0.1/3kV |  | 121EL-VT | 3GB |  | B12 | COMM | CS03 | Z001 | V |  | F | RM | PD | ZABB | HGQ | 3410121000 | PC |  | 1 | CNXIHE4 | [5 empty] | 1 | 0 | PC | 2016-05-26 | 0 | PC
VTS-G1011-5821 | JDZX22-10C1 10/v3 0.1/v3 0.1/3kV |  | 121EL-VT | 3GB |  | B12 | COMM | CS03 | Z001 | V |  | F | RM | PD | ZABB | HGQ | 3410121000 | PC |  | 1 | CNXIHE4 | [5 empty] | 1 | 0 | PC | 2017-09-29 | 0 | PC
VTS-G1011-5823 | JDZX22-10W-N 10/v3 0.1/v3 0.1/3kV 0.5/3P |  | 121EL-VT | 3GB |  | B12 | COMM | CS03 | Z001 | V |  | F | RM | PD | ZABB | HGQ | 3410121000 | PC |  | 1 | CNXIHE4 | [5 empty] | 1 | 0 | PC | 2015-01-04 | 0 | PC
VTS-G1011-5823-1 | JDZX22-10C1 10/v3 0.1/v3 0.1/3kV |  | 121EL-VT | 3GB |  | B12 | COMM | CS03 | Z001 | V |  | F | RM | PD | ZABB | HGQ | 3410121000 | PC |  | 1 | CNXIHE4 | [5 empty] | 1 | 0 | PC | 2016-05-26 | 0 | PC
VTS-G1011-5823S | JDZXR23-10 10/v3 0.1/v3 0.1/3kV 60VA/CL0 |  | 121EL-VT | 3GB |  | B12 | COMM | CS03 | Z001 | V |  | F | RM | PD | ZABB | HGQ | 3410121000 | PC |  | 1 | T_GUIHUA_YE | [5 empty] | 1 | 0 | PC | 2015-05-12 | 0 | PC
VTS-G1011-6821 | JDZX22-10C1 10/v3 0.1/v3 0.1/3kV |  | 121EL-VT | 3GB |  | 12H | COMM | CS03 | Z001 | V |  | F | RM | PD | ZABB | HGQ | 3410121000 | PC |  | 1 | CNJOCHE21 | [5 empty] | 1 | 0 | PC | 2021-03-19 | 0 | PC
VTS-G1011-6823S | JDZXR23-10 10/v3 0.1/v3 0.1/3kV |  | 121EL-VT | 3GB |  | B12 | COMM | CS03 | Z001 | V |  | F | RM | PD | ZABB | HGQ | 3410121000 | PC |  | 1 | CNXIHE4 | [5 empty] | 1 | 0 | PC | 2016-05-30 | 0 | PC
VTS-G1011-7721 | JDZX23-10 10/V3 0.1/V3 0.1/3KV |  | 121EL-VT |  |  | B03 | COMM | CS03 | Z001 | V |  | F | RM | PD | ZABB | HGQ | 3410121000 | PC |  | 1 | CNXIHE4 | [5 empty] | 1 | 0 | PC | 2017-03-15 | 0 | PC
VTS-G1011-7721S | JDZXR23-10 10/V3 0.1/V3 0.1/3KV |  | 121EL-VT |  |  | B03 | COMM | CS03 | Z001 | V |  | F | RM | PD | ZABB | HGQ | 3410121000 | PC |  | 1 | CNXIHE4 | [5 empty] | 1 | 0 | PC | 2017-03-16 | 0 | PC
VTS-G1011-8423S | JDZXR22-10C1 10/v3 0.1/v3 0.1/3kV 0.5/3P |  | 121EL-VT | 3GB |  | 12H | COMM | CS03 | Z001 | V |  | F | RM | PD | ZABB | HGQ | 3410121000 | PC |  | 1 | CNGELI3 | [5 empty] | 1 | 0 | PC | 2020-04-03 | 0 | PC
VTS-G1011-8431 | JDZX22-10C1 10/v3 0.1/v3 0.1/3kV 1/6P |  | 121EL-VT | 3GB |  | 12H | COMM | CS03 | Z001 | V |  | F | RM | PD | ZABB | HGQ | 3410121000 | PC |  | 1 | CNJOCHE21 | [5 empty] | 1 | 0 | PC | 2020-11-10 | 0 | PC
VTS-G1011-8433S | JDZXR22-10C1 10/v3 0.1/v3 0.1/3kV |  | 121EL-VT | 3GB |  | B12 | COMM | CS03 | Z001 | V |  | F | RM | PD | ZABB | HGQ | 3410121000 | PC |  | 1 | CNXIHE4 | [5 empty] | 1 | 0 | PC | 2017-12-07 | 0 | PC
VTS-G1011-8821 | JDZX22-10W-N 10/v3 ¦ 0.1/v3 ¦ 0.1/3 kV |  | 121EL-VT | 3GB |  | B12 | COMM | CS03 | Z001 | V |  | F | RM | PD | ZABB | HGQ | 3410121000 | PC |  | 1 | CNXIHE4 | [5 empty] | 1 | 0 | PC | 2015-05-13 | 0 | PC
VTS-G1011-8823 | JDZX23-10 10/v3 0.1/v3 0.1/3 kV CL0.5/3P |  | 121EL-VT |  |  | B03 | COMM | CS03 | Z001 | V |  | F | RM | PD | ZABB | HGQ | 3410121000 | PC |  | 1 | CNXIHE4 | [5 empty] | 1 | 0 | PC | 2014-01-06 | 0 | PC
VTS-G1011-8823-1 | JDZX22-10W-N 10/v3 0.1/v3 0.1/3kV |  | 121EL-VT | 3GB |  | B12 | COMM | CS03 | Z001 | V |  | F | RM | PD | ZABB | HGQ | 3410121000 | PC |  | 1 | CNXIHE4 | [5 empty] | 1 | 0 | PC | 2017-02-28 | 0 | PC
VTS-G1011-8823-2 | JDZX22-10C1 10/v3 0.1/v3 0.1/3 kV |  | 121EL-VT | 3GB |  | B12 | COMM | CS03 | Z001 | V |  | F | RM | PD | ZABB | HGQ | 3410121000 | PC |  | 1 | CNXIHE4 | [5 empty] | 1 | 0 | PC | 2017-12-05 | 0 | PC
VTS-G1011-8823S | JDZXR24-10 10/v3 0.1/v3 0.1/3kV |  | 121EL-VT | 3GB |  | 12H | COMM | CS03 | Z001 | V |  | F | RM | PD | ZABB | HGQ | 3410121000 | PC |  | 1 | CNJOCHE21 | [5 empty] | 1 | 0 | PC | 2021-06-17 | 0 | PC
VTS-G1011-8C23 | JDZX22-10C1 10/v3 0.1/v3 0.1/3 kV |  | 121EL-VT | 3GB |  | B12 | COMM | CS03 | Z001 | V |  | F | RM | PD | ZABB | HGQ | 3410121000 | PC |  | 1 | CNZHZHO5 | [5 empty] | 1 | 0 | PC | 2018-04-09 | 0 | PC
VTS-G1011-A431S | JDZXR22-10C1 10/v3 0.1/v3 0.1/3kV 1.0/6P |  | 121EL-VT | 3GB |  | B12 | COMM | CS03 | Z001 | V |  | F | RM | PD | ZABB | HGQ | 3410121000 | PC |  | 1 | CNXIHE4 | [5 empty] | 1 | 0 | PC | 2015-03-24 | 0 | PC
VTS-G1011-A833S | JDZXR23-10 10/v3 0.1/v3 0.1/3kV CL1.0/3P |  | 121EL-VT |  |  | B03 | COMM | CS03 | Z001 | V |  | F | RM | PD | ZABB | HGQ | 3410121000 | PC |  | 1 | CNXIHE4 | [5 empty] | 1 | 0 | PC | 2014-03-03 | 0 | PC
VTS-G1011-C433 | JDZX23-10 10/v3 0.1/v3 0.1/3 kV 200VA/CL |  | 121EL-VT | 3GB |  | B12 | COMM | CS03 | Z001 | V |  | F | RM | PD | ZABB | HGQ | 3410121000 | PC |  | 1 | CNXIHE4 | [5 empty] | 1 | 0 | PC | 2015-04-29 | 0 | PC
VTS-G1011-G421 | JDZX28-10C1 10/v3 0.1/v3 0.1/3kV |  | 121EL-VT | 3GB |  | 12H | COMM | CS03 | Z001 | V |  | F | RM | PD | ZABB | HGQ | 3410121000 | PC |  | 1 | CNJISU10 | [5 empty] | 1 | 0 | PC | 2022-03-29 | 0 | PC
VTS-G1011-G423 | JDZX22-10C1G-N 10/v3 0.1/v3 0.1/3kV |  | 121EL-VT |  |  | B03 | COMM | CS03 | Z001 | V |  | F | RM | PD | ZABB | HGQ | 3410121000 | PC |  | 1 | CNSHZEN2 | [5 empty] | 1 | 0 | PC | 2017-12-21 | 0 | PC
VTS-G1011-G423-1 | JDZX22-10C2G-N 10/v3 0.1/v3 0.1/3kV |  | 121EL-VT |  |  | 129 | COMM | CS03 | Z001 | V |  | F | RM | PD | ZABB | HGQ | 3410121000 | PC |  | 1 | CNDUYAN | [5 empty] | 1 | 0 | PC | 2020-06-03 | 0 | PC
VTS-G1011-G423-2 | JDZX22-10C 10/v3 0.1/v3 0.1/3kV |  | 121EL-VT |  |  | 129 | COMM | CS03 | Z001 | V |  | F | RM | PD | ZABB | HGQ | 3410121000 | PC |  | 1 | CNDUYAN | [5 empty] | 1 | 0 | PC | 2020-06-03 | 0 | PC
VTS-G1011-G423-3 | JDZX22-10C1G-N 10/v3 0.1/v3 0.1/3kV |  | 121EL-VT | 3GB |  | 12H | COMM | CS03 | Z001 | V |  | F | RM | PD | ZABB | HGQ | 3410121000 | PC |  | 1 | CNDUYAN | [5 empty] | 1 | 0 | PC | 2020-07-08 | 0 | PC
VTS-G1011-G423-4 | JDZX22-10C1 10000/v3 100/v3 100V/3V |  | 121EL-VT | 3GB |  | 12H | COMM | CS03 | Z001 | V |  | F | RM | PD | ZABB | HGQ | 3410121000 | PC |  | 1 | CNJOCHE21 | [5 empty] | 1 | 0 | PC | 2021-03-30 | 0 | PC
VTS-G1011-G423S | JDZXR23-10 10/v3 .1/v3 .1/3kV 0.5/3P |  | 121EL-OT | 3GB |  | B12 | COMM | CS03 | Z001 | V |  | F | RM | PD | ZABB | HGQ | 3410121000 | PC |  | 1 | CNXIHE4 | [5 empty] | 1 | 0 | PC | 2016-11-02 | 0 | PC
VTS-G1011-G423S-1 | JDZXR28-10C1 10/v3 0.1/v3 0.1/3kV 0.5/3P |  | 121EL-VT | 3GB |  | 12H | COMM | CS03 | Z001 | V |  | F | RM | PD | ZABB | HGQ | 3410121000 | PC |  | 1 | CNDUYAN | [5 empty] | 1 | 0 | PC | 2020-10-22 | 0 | PC
VTS-G1011-G523 | JDZX28-10C1 10/v3 0.1/v3 0.1/3kV |  | 121EL-VT | 3GB |  | 12H | COMM | CS03 | Z001 | V |  | F | RM | PD | ZABB | HGQ | 3410121000 | PC |  | 1 | CNJOCHE21 | [5 empty] | 1 | 0 | PC | 2020-11-09 | 0 | PC
VTS-G1011-G813 | JDZX23-10 10/v3 0.1/v3 0.1/3kV CL0.2/3P |  | 121EL-VT | 3GB |  | 12H | COMM | CS03 | Z001 | V |  | F | RM | PD | ZABB | HGQ | 3410121000 | PC |  | 1 | CNXIHE4 | [5 empty] | 1 | 0 | PC | 2014-11-05 | 0 | PC
VTS-G1011-G821 | JDZX22-10C1 10/v3 0.1/v3 0.1/3kV 0.5/6P |  | 121EL-VT | 3GB |  | 12H | COMM | CS03 | Z001 | V |  | F | RM | PD | ZABB | HGQ | 3410121000 | PC |  | 1 | T_GUIHUA_YE | [5 empty] | 1 | 0 | PC | 2015-10-22 | 0 | PC
VTS-G1011-G821-1 | JDZX22-10C1G-N 10/v3 0.1/v3 0.1/3kV |  | 121EL-VT | 3GB |  | 12H | COMM | CS03 | Z001 | V |  | F | RM | PD | ZABB | HGQ | 3410121000 | PC |  | 1 | CNJOCHE21 | [5 empty] | 1 | 0 | PC | 2021-05-28 | 0 | PC
VTS-G1011-G821S | JDZXR22-10C1 10/v3 0.1/v3 0.1/3kV 40VA/C |  | 121EL-VT | 3GB |  | 12H | COMM | CS03 | Z001 | V |  | F | RM | PD | ZABB | HGQ | 3410121000 | PC |  | 1 | CNXIHE4 | [5 empty] | 1 | 0 | PC | 2015-09-15 | 0 | PC
VTS-G1011-G823 | JDZX22-10C1G-N 10/v3 0.1/v3 0.1/3kV |  | 121EL-VT | 3GB |  | B12 | COMM | CS03 | Z001 | V |  | F | RM | PD | ZABB | HGQ | 3410121000 | PC |  | 1 | CNZHZHO5 | [5 empty] | 1 | 0 | PC | 2017-12-22 | 0 | PC
VTS-G1011-H413 | JDZX22-10C1 10/v3 0.1/v3 0.1/3kV |  | 121EL-VT | 3GB |  | 12H | COMM | CS03 | Z001 | V |  | F | RM | PD | ZABB | HGQ | 3410121000 | PC |  | 1 | CNXIHE4 | [5 empty] | 1 | 0 | PC | 2016-07-01 | 0 | PC
VTS-G1011-H413S | JDZXR22-10C1 10/v3 0.1/v3 0.1/3kV |  | 121EL-VT | 3GB |  | 12H | COMM | CS03 | Z001 | V |  | F | RM | PD | ZABB | HGQ | 3410121000 | PC |  | 1 | T_GUIHUA_YE | [5 empty] | 1 | 0 | PC | 2015-07-10 | 0 | PC
VTS-G1011-H421 | JDZX22-10C1G-N 10/v3 0.1/v3 0.1/3kV |  | 121EL-VT |  |  | B03 | COMM | CS03 | Z001 | V |  | F | RM | PD | ZABB | HGQ | 3410121000 | PC |  | 1 | CNXIHE4 | [5 empty] | 1 | 0 | PC | 2016-11-16 | 0 | PC
VTS-G1011-H421-1 | JDZX22-10C2G-N 10/v3 0.1/v3 0.1/3kV |  | 121EL-VT | 3GB |  | B12 | COMM | CS03 | Z001 | V |  | F | RM | PD | ZABB | HGQ | 3410121000 | PC |  | 1 | CNXIHE4 | [5 empty] | 1 | 0 | PC | 2016-11-17 | 0 | PC
VTS-G1011-H423 | JDZX22-10C2G-N 10/v3 0.1/v3 0.1/3kV |  | 121EL-VT | 3GB |  | 12H | COMM | CS03 | Z001 | V |  | F | RM | PD | ZABB | HGQ | 3410121000 | PC |  | 1 | CNXIHE4 | [5 empty] | 1 | 0 | PC | 2017-08-17 | 0 | PC
VTS-G1011-H423-1 | JDZX22-10C1 10/v3 0.1/v3 0.1/3kV |  | 121EL-VT | 3GB |  | 12H | COMM | CS03 | Z001 | V |  | F | RM | PD | ZABB | HGQ | 3410121000 | PC |  | 1 | CNGELI3 | [5 empty] | 1 | 0 | PC | 2018-11-09 | 0 | PC
VTS-G1011-H423-2 | JDZX28-10C1 10/√3/0.1/√3/0.1/3kV |  | 121EL-VT | 3GB |  | 12H | COMM | CS03 | Z001 | V |  | F | RM | PD | ZABB | HGQ | 3410121000 | PC |  | 1 | CNDUYAN | [5 empty] | 1 | 0 | PC | 2020-12-14 | 0 | PC
VTS-G1011-H621 | JDZX22-10C2G-N 10/v3 0.1/v3 0.1/3kV |  | 121EL-VT | 3GB |  | 12H | COMM | CS03 | Z001 | V |  | F | RM | PD | ZABB | HGQ | 3410121000 | PC |  | 1 | CNJISU10 | [5 empty] | 1 | 0 | PC | 2021-12-22 | 0 | PC
VTS-G1011-HH23 | JDZX22-10C1 10/v3 0.1/v3 0.1/3 kV |  | 121EL-VT | 3GB |  | B12 | COMM | CS03 | Z001 | V |  | F | RM | PD | ZABB | HGQ | 3410121000 | PC |  | 1 | CNXIHE4 | [5 empty] | 1 | 0 | PC | 2017-12-21 | 0 | PC
VTS-G1011-I213 | JDZX22-10C1 10/V3/0.1/V3/0.1/3kV |  | 121EL-VT | 3GB |  | 12H | COMM | CS03 | Z001 | V |  | F | RM | PD | ZABB | HGQ | 3410121000 | PC |  | 1 | CNGELI3 | [5 empty] | 1 | 0 | PC | 2019-07-04 | 0 | PC
VTS-G1011-I223S | JDZXR23-10 10/v3 .1/v3 .1/3kV 0.5/3P |  | 121EL-VT | 3GB |  | B12 | COMM | CS03 | Z001 | V |  | F | RM | PD | ZABB | HGQ | 3410121000 | PC |  | 1 | CNXIHE4 | [5 empty] | 1 | 0 | PC | 2013-01-18 | 0 | PC
VTS-G1011-I411 | JDZX22-10C1 10/v3 0.1/v3 0.1/3kV 0.2/6P |  | 121EL-VT | 3GB |  | 12H | COMM | CS03 | Z001 | V |  | F | RM | PD | ZABB | HGQ | 3410121000 | PC |  | 1 | T_GUIHUA_YE | [5 empty] | 1 | 0 | PC | 2015-04-07 | 0 | PC
VTS-G1011-I411S | JDZXR22-10C1 10/v3 0.1/v3 0.1/3kV |  | 121EL-VT | 3GB |  | B12 | COMM | CS03 | Z001 | V |  | F | RM | PD | ZABB | HGQ | 3410121000 | PC |  | 1 | CNXIHE4 | [5 empty] | 1 | 0 | PC | 2017-07-06 | 0 | PC
VTS-G1011-I413 | JDZX22-10C1 10/v3 0.1/v3 0.1/3kV |  | 121EL-VT | 3GB |  | B12 | COMM | CS03 | Z001 | V |  | F | RM | PD | ZABB | HGQ | 3410121000 | PC |  | 1 | CNDUYAN | [5 empty] | 1 | 0 | PC | 2018-03-20 | 0 | PC
VTS-G1011-I413S | JDZXR22-10C1 10/v3 0.1/v3 0.1/3kV |  | 121EL-VT | 3GB |  | 12H | COMM | CS03 | Z001 | V |  | F | RM | PD | ZABB | HGQ | 3410121000 | PC |  | 1 | CNXIHE4 | [5 empty] | 1 | 0 | PC | 2013-12-27 | 0 | PC
VTS-G1011-I413S-1 | JDZXR23-10 10/v3 0.1/v3 0.1/3 kV |  | 121EL-VT |  |  | 129 | COMM | CS03 | Z001 | V |  | F | RM | PD | ZABB | HGQ | 3410121000 | PC |  | 1 | CNDUYAN | [5 empty] | 1 | 0 | PC | 2018-08-06 | 0 | PC
VTS-G1011-I413S-2 | JDZXR28-10C1 10/v3 0.1/v3 0.1/3kV |  | 121EL-VT | 3GB |  | 12H | COMM | CS03 | Z001 | V |  | F | RM | PD | ZABB | HGQ | 3410121000 | PC |  | 1 | CNWEZHO25 | [5 empty] | 1 | 3 | PC | 2022-01-17 | 0 | PC
VTS-G1011-I413S-3 | JDZX28-10C1 10/v3 0.1/v3 0.1/3kV |  | 121EL-VT | 3GD |  | 12H | COMM | CS03 | Z001 | V |  | F | RM | PD | ZABB | HGQ | 3410121000 | PC |  | 1 | CNWEZHO25 | [5 empty] | 1 | 3 | PC | 2022-02-24 | 0 | PC
VTS-G1011-I421S | JDZXR22-10C1 10/v3 0.1/v3 0.1/3kV 0.5/6P |  | 121EL-VT | 3GB |  | B12 | COMM | CS03 | Z001 | V |  | F | RM | PD | ZABB | HGQ | 3410121000 | PC |  | 1 | CNXIHE4 | [5 empty] | 1 | 0 | PC | 2014-08-22 | 0 | PC
VTS-G1011-I423 | JDZX22-10C1 10/v3 0.1/v3 0.1/3kV 0.5/3P |  | 121EL-VT | 3GB |  | 12H | COMM | CS03 | Z001 | V |  | F | RM | PD | ZABB | HGQ | 3410121000 | PC |  | 1 | CNGELI3 | [5 empty] | 1 | 0 | PC | 2020-02-26 | 0 | PC
VTS-G1011-I423-1 | JDZX28-10C1 10/v3 0.1/v3 0.1/3kV |  | 121EL-VT | 3GB |  | 12H | COMM | CS03 | Z001 | V |  | F | RM | PD | ZABB | HGQ | 3410121000 | PC |  | 1 | CNDUYAN | [5 empty] | 1 | 0 | PC | 2020-09-07 | 0 | PC
VTS-G1011-I423-2 | JDZX22-10C1G-N 10/v3 0.1/v3 0.1/3kV |  | 121EL-VT | 3GB |  | 12H | COMM | CS03 | Z001 | V |  | F | RM | PD | ZABB | HGQ | 3410121000 | PC |  | 1 | CNJOCHE21 | [5 empty] | 1 | 0 | PC | 2021-05-14 | 0 | PC
VTS-G1011-I423S | JDZXR22-10C1 10/v3 0.1/v3 0.1/3kV 0.5/3P |  | 121EL-VT | 3GB |  | 12H | COMM | CS03 | Z001 | V |  | F | RM | PD | ZABB | HGQ | 3410121000 | PC |  | 1 | CNXIHE4 | [5 empty] | 1 | 0 | PC | 2015-01-22 | 0 | PC
VTS-G1011-I811 | JDZX22-10W-N 10/v3 0.1/v3 0.1/3kV |  | 121EL-VT | 3GB |  | B12 | COMM | CS03 | Z001 | V |  | F | RM | PD | ZABB | HGQ | 3410121000 | PC |  | 1 | CNDUYAN | [5 empty] | 1 | 0 | PC | 2018-08-09 | 0 | PC
VTS-G1011-I813 | JDZX22-10C1 10/v3 0.1/v3 0.1/3kV 20VA/0. |  | 121EL-VT | 3GB |  | 12H | COMM | CS03 | Z001 | V |  | F | RM | PD | ZABB | HGQ | 3410121000 | PC |  | 1 | CNJISU10 | [5 empty] | 1 | 0 | PC | 2022-01-05 | 0 | PC
VTS-G1011-I821 | JDZX22-10C2G-N 10/v3 0.1/v3 0.1/3kV |  | 121EL-VT | 3GB |  | B12 | COMM | CS03 | Z001 | V |  | F | RM | PD | ZABB | HGQ | 3410121000 | PC |  | 1 | CNXIHE4 | [5 empty] | 1 | 0 | PC | 2017-06-01 | 0 | PC
VTS-G1011-I823 | JDZX22-10C1G-N 10/v3 0.1/v3 0.1/3kV |  | 121EL-VT | 3GB |  | 12H | COMM | CS03 | Z001 | V |  | F | RM | PD | ZABB | HGQ | 3410121000 | PC |  | 1 | CNJOCHE21 | [5 empty] | 1 | 0 | PC | 2021-09-22 | 0 | PC
VTS-G1011-I823-1 | JDZX22-10C 10/v3 0.1/v3 0.1/3kV |  | 121EL-VT | 3GB |  | 12H | COMM | CS03 | Z001 | V |  | F | RM | PD | ZABB | HGQ | 3410121000 | PC |  | 1 | CNJOCHE21 | [5 empty] | 1 | 0 | PC | 2021-09-22 | 0 | PC
VTS-G1011-II23 | JDZX28-10C1 10/v3 0.1/v3 0.1/3kV |  | 121EL-VT | 3GB |  | 12H | COMM | CS03 | Z001 | V |  | F | RM | PD | ZABB | HGQ | 3410121000 | PC |  | 1 | CNDUYAN | [5 empty] | 1 | 0 | PC | 2020-11-23 | 0 | PC
VTS-G1011-J823 | JDZX23-10 10/v3 0.1/v3 0.1/3 kV |  | 121EL-VT | 3GB |  | B12 | COMM | CS03 | Z001 | V |  | F | RM | PD | ZABB | HGQ | 3410121000 | PC |  | 1 | T_GUIHUA_YE | [5 empty] | 1 | 0 | PC | 2015-11-27 | 0 | PC
VTS-G1011-J893S | JDZXR24-10 10/v3 0.1/v3 0.1/3kV |  | 121EL-VT | 3GB |  | B12 | COMM | CS03 | Z001 | V |  | F | RM | PD | ZABB | HGQ | 3410121000 | PC |  | 1 | CNXIHE4 | [5 empty] | 1 | 0 | PC | 2017-10-21 | 0 | PC
VTS-G1011-JJ23 | JDZX22-10W-N 10/v3 0.1/v3 0.1/3kV |  | 121EL-VT | 3GB |  | B12 | COMM | CS03 | Z001 | V |  | F | RM | PD | ZABB | HGQ | 3410121000 | PC |  | 1 | CNXIHE4 | [5 empty] | 1 | 0 | PC | 2017-05-17 | 0 | PC
VTS-G1011-K811 | JDZX22-10C1 10/√3/0.1/√3kV/0.1/3kV |  | 121EL-VT | 3GB |  | 12H | COMM | CS03 | Z001 | V |  | F | RM | PD | ZABB | HGQ | 3410121000 | PC |  | 1 | CNJOCHE21 | [5 empty] | 1 | 0 | PC | 2021-02-26 | 0 | PC
VTS-G1011-L411 | JDZX22-10C1 10/v3 0.1/v3 0.1/3kV 0.2/6P |  | 121EL-VT | 3GB |  | B12 | COMM | CS03 | Z001 | V |  | F | RM | PD | ZABB | HGQ | 3410121000 | PC |  | 1 | CNSHZEN2 | [5 empty] | 1 | 0 | PC | 2016-08-12 | 0 | PC
VTS-G1011-L413-1 | JDZX22-10C2G-N 10/v3 0.1/v3 0.1/3kV |  | 121EL-VT | 3GB |  | B12 | COMM | CS03 | Z001 | V |  | F | RM | PD | ZABB | HGQ | 3410121000 | PC |  | 1 | CNXIHE4 | [5 empty] | 1 | 0 | PC | 2016-09-13 | 0 | PC
VTS-G1011-L413S | JDZXR23-10 10/v3 0.1/v3 0.1/3kV CL0.2/3P |  | 121EL-VT | 3GB |  | B12 | COMM | CS03 | Z001 | V |  | F | RM | PD | ZABB | HGQ | 3410121000 | PC |  | 1 | CNXIHE4 | [5 empty] | 1 | 0 | PC | 2014-06-03 | 0 | PC
VTS-G1011-L423 | JDZX22-10C1 10/v3 /0.1/v3/0.1/3KV 0.5/3P |  | 121EL-VT | 3GB |  | B12 | COMM | CS03 | Z001 | V |  | F | RM | PD | ZABB | HGQ | 3410121000 | PC |  | 1 | CNXIHE4 | [5 empty] | 1 | 0 | PC | 2015-05-14 | 0 | PC
VTS-G1011-L423-1 | JDZX22-10C1 10/v3 0.1/v3 .1/3kV 0.5/3P |  | 121EL-VT | 3GB |  | 12H | COMM | CS03 | Z001 | V |  | F | RM | PD | ZABB | HGQ | 3410121000 | PC |  | 1 | CNJOCHE21 | [5 empty] | 1 | 0 | PC | 2020-11-06 | 0 | PC
VTS-G1011-L511S | JDZXR22-10C1 10/v3 0.1/v3 0.1/3kV |  | 121EL-VT | 3GB |  | 12H | COMM | CS03 | Z001 | V |  | F | RM | PD | ZABB | HGQ | 3410121000 | PC |  | 1 | CNJOCHE21 | [5 empty] | 1 | 0 | PC | 2021-03-31 | 0 | PC
VTS-G1011-LL13S | JDZXR28-10C1 10/v3 0.1/v3 0.1/3kV |  | 121EL-VT | 3GB |  | 12H | COMM | CS03 | Z001 | V |  | F | RM | PD | ZABB | HGQ | 3410121000 | PC |  | 1 | CNWEZHO25 | [5 empty] | 1 | 0 | PC | 2021-12-20 | 0 | PC
VTS-G1011-T633S | JDZXR23-10 10/v3 0.1/v3 0.1/3kV CL1/3P |  | 121EL-VT | 3GB |  | B12 | COMM | CS03 | Z001 | V |  | F | RM | PD | ZABB | HGQ | 3410121000 | PC |  | 1 | CNXIHE4 | [5 empty] | 1 | 0 | PC | 2014-03-06 | 0 | PC
VTS-G10111-114123 | JDZX23-10 10/√3/0.1/√3/0.1/√3/0.1/3kV |  | 121EL-VT | 3GB |  | B12 | COMM | CS03 | Z001 | V |  | F | RM | PD | ZABB | HGQ | 3410121000 | PC |  | 1 | CNXIHE4 | [5 empty] | 1 | 0 | PC | 2017-11-07 | 0 | PC
VTS-G10111-118121 | JDZX22-10W-N 10/v3 0.1/v3 0.1/v3 0.1/3kV |  | 121EL-VT | 3GB |  | 12H | COMM | CS03 | Z001 | V |  | F | RM | PD | ZABB | HGQ | 3410121000 | PC |  | 1 | CNJOCHE21 | [5 empty] | 1 | 0 | PC | 2022-02-14 | 0 | PC
VTS-G10111-138123 | JDZX23-10 10/√3 0.1/√3 0.1/√3 0.1/3 kV |  | 121EL-VT | 3GB |  | 12H | COMM | CS03 | Z001 | V |  | F | RM | PD | ZABB | HGQ | 3410121000 | PC |  | 1 | CNJOCHE21 | [5 empty] | 1 | 0 | PC | 2021-08-30 | 0 | PC
VTS-G10111-144123S | JDZXR22-35C 10/v3 0.1/v3 0.1/v3 0.1/3kV |  | 121EL-VT | 3GB |  | 12H | COMM | CS03 | Z001 | V |  | F | RM | PD | ZABB | HGQ | 3410121000 | PC |  | 1 | CNSHZEN2 | [5 empty] | 1 | 0 | PC | 2016-11-22 | 0 | PC
VTS-G10111-148193S | JDZXR23-10 10/v3 0.1/v3 0.1/v3 0.1/3kV |  | 121EL-VT |  |  | 129 | COMM | CS03 | Z001 | V |  | F | RM | PD | ZABB | HGQ | 3410121000 | PC |  | 1 | CNJISU10 | [5 empty] | 1 | 0 | PC | 2022-01-24 | 0 | PC
VTS-G10111-1G4123 | JDZX22-10W-N 10/V3/0.1/V3/0.1/V3/0.1/3kV |  | 121EL-VT | 3GB |  | 12H | COMM | CS03 | Z001 | V |  | F | RM | PD | ZABB | HGQ | 3410121000 | PC |  | 1 | CNJOCHE21 | [5 empty] | 1 | 0 | PC | 2021-04-13 | 0 | PC
VTS-G10111-1H8123S | JDZXR23-10 10/v3 0.1/v3 0.1/v3 0.1/3 kV |  | 121EL-VT | 3GB |  | 12H | COMM | CS03 | Z001 | V |  | F | RM | PD | ZABB | HGQ | 3410121000 | PC |  | 1 | CNDUYAN | [5 empty] | 1 | 0 | PC | 2020-06-11 | 0 | PC
VTS-G10111-1I4123 | JDZX23-10 10/v3 0.1/v3 0.1/v3 0.1/3kV |  | 121EL-VT | 3GB |  | B12 | COMM | CS03 | Z001 | V |  | F | RM | PD | ZABB | HGQ | 3410121000 | PC |  | 1 | CNGELI3 | [5 empty] | 1 | 0 | PC | 2018-10-18 | 0 | PC
VTS-G10111-1I4123S | JDZXR23-10 10/v3 0.1/v3 0.1/v3 0.1/3kV |  | 121EL-VT | 3GB |  | 12H | COMM | CS03 | Z001 | V |  | F | RM | PD | ZABB | HGQ | 3410121000 | PC |  | 1 | CNJOCHE21 | [5 empty] | 1 | 0 | PC | 2021-05-18 | 0 | PC
VTS-G10111-222121 | JDZX23-10 10/v3 0.1/v3 0.1/v3 0.1/3 kV |  | 121EL-VT | 3GB |  | 12H | COMM | CS03 | Z001 | V |  | F | RM | PD | ZABB | HGQ | 3410121000 | PC |  | 1 | CNJOCHE21 | [5 empty] | 1 | 0 | PC | 2020-12-09 | 0 | PC
VTS-G10111-222123 | JDZX23-10 10/v3 0.1/v3 0.1/v3 0.1 kV |  | 121EL-VT | 3GB |  | 12H | COMM | CS03 | Z001 | V |  | F | RM | PD | ZABB | HGQ | 3410121000 | PC |  | 1 | T_GUIHUA_YE | [5 empty] | 1 | 0 | PC | 2015-04-14 | 0 | PC
VTS-G10111-222123S | JDZXR23-10 10/v3 0.1/v3 0.1/v3 0.1/3kV |  | 121EL-VT | 3GB |  | B12 | COMM | CS03 | Z001 | V |  | F | RM | PD | ZABB | HGQ | 3410121000 | PC |  | 1 | CNXIHE4 | [5 empty] | 1 | 0 | PC | 2016-05-26 | 0 | PC
VTS-G10111-224121 | JDZX23-10 10/v3 0.1/v3 0.1/v3 0.1/3 kV |  | 121EL-VT | 3GB |  | 12H | COMM | CS03 | Z001 | V |  | F | RM | PD | ZABB | HGQ | 3410121000 | PC |  | 1 | CNDUYAN | [5 empty] | 1 | 0 | PC | 2020-10-21 | 0 | PC
VTS-G10111-224121S | JDZXR23-10 10/v3 0.1/v3 0.1/v3 0.1/3 kV |  | 121EL-VT | 3GB |  | B12 | COMM | CS03 | Z001 | V |  | F | RM | PD | ZABB | HGQ | 3410121000 | PC |  | 1 | CNXIHE4 | [5 empty] | 1 | 0 | PC | 2015-05-19 | 0 | PC
VTS-G10111-224123 | JDZX23-10 10/v3 0.1/v3 0.1/v3 0.1/3kV |  | 121EL-VT | 3GB |  | 12H | COMM | CS03 | Z001 | V |  | F | RM | PD | ZABB | HGQ | 3410121000 | PC |  | 1 | T_GUIHUA_YE | [5 empty] | 1 | 0 | PC | 2014-10-09 | 0 | PC
VTS-G10111-224123A | JDZX23-10 10/v3 0.1/v3 0.1/v3 0.1/3kV |  | 121EL-VT | 3GB |  | 12H | COMM | CS03 | Z001 | V |  | F | RM | PD | ZABB | HGQ | 3410121000 | PC |  | 1 | CNJOCHE21 | [5 empty] | 1 | 0 | PC | 2020-09-30 | 0 | PC
VTS-G10111-224123S | JDZXR23-10 10/v3 0.1/v3 0.1/v3 0.1/3 kV |  | 121EL-VT | 3GB |  | B12 | COMM | CS03 | Z001 | V |  | F | RM | PD | ZABB | HGQ | 3410121000 | PC |  | 1 | T_GUIHUA_YE | [5 empty] | 1 | 0 | PC | 2014-07-17 | 0 | PC
VTS-G10111-224181 | JDZX23-10 10/v3 0.1/v3 0.1/v3 0.1/3 kV |  | 121EL-VT | 3GB |  | B12 | COMM | CS03 | Z001 | V |  | F | RM | PD | ZABB | HGQ | 3410121000 | PC |  | 1 | T_GUIHUA_YE | [5 empty] | 1 | 0 | PC | 2015-01-13 | 0 | PC
VTS-G10111-225123 | JDZX22-10W-N 10/v3 0.1/v3 0.1/v3 0.1/3kV |  | 121EL-VT | 3GB |  | B12 | COMM | CS03 | Z001 | V |  | F | RM | PD | ZABB | HGQ | 3410121000 | PC |  | 1 | CNXIHE4 | [5 empty] | 1 | 0 | PC | 2017-05-08 | 0 | PC
VTS-G10111-228113 | JDZX23-10 10/√3/0.1/√3/0.1/√3/0.1/3kV |  | 121EL-VT | 3GB |  | B12 | COMM | CS03 | Z001 | V |  | F | RM | PD | ZABB | HGQ | 3410121000 | PC |  | 1 | CNXIHE4 | [5 empty] | 1 | 0 | PC | 2017-06-20 | 0 | PC
VTS-G10111-228113S | JDZXR23-10 10/v3 0.1/v3 0.1/v3 0.1/3kV |  | 121EL-VT | 3GB |  | B12 | COMM | CS03 | Z001 | V |  | F | RM | PD | ZABB | HGQ | 3410121000 | PC |  | 1 | CNXIHE4 | [5 empty] | 1 | 0 | PC | 2017-06-20 | 0 | PC
VTS-G10111-228121S | JDZXR23-10 10/v3 0.1/v3 0.1/v3 0.1/3kV |  | 121EL-VT | 3GB |  | 12H | COMM | CS03 | Z001 | V |  | F | RM | PD | ZABB | HGQ | 3410121000 | PC |  | 1 | CNDUYAN | [5 empty] | 1 | 0 | PC | 2018-05-29 | 0 | PC
VTS-G10111-228123 | JDZX23-10 10/√3 .1/√3 .1/√3 .1/3 kV |  | 121EL-VT | 3GB |  | B12 | COMM | CS03 | Z001 | V |  | F | RM | PD | ZABB | HGQ | 3410121000 | PC |  | 1 | T_GUIHUA_YE | [5 empty] | 1 | 0 | PC | 2013-11-06 | 0 | PC
VTS-G10111-228123S | JDZX23-10 10/√3/0.1/√3/0.1/√3/0.1/3kV |  | 121EL-VT |  |  | B03 | COMM | CS03 | Z001 | V |  | F | RM | PD | ZABB | HGQ | 3410121000 | PC |  | 1 | CNXIHE4 | [5 empty] | 1 | 0 | PC | 2013-10-10 | 0 | PC
VTS-G10111-228183 | JDZX22-10W-N 10/v3 0.1/v3 0.1/v3 0.1/3kV |  | 121EL-VT | 3GB |  | B12 | COMM | CS03 | Z001 | V |  | F | RM | PD | ZABB | HGQ | 3410121000 | PC |  | 1 | CNXIHE4 | [5 empty] | 1 | 0 | PC | 2014-04-15 | 0 | PC
VTS-G10111-228193S | JDZXR23-10 10/v3 0.1/v3 0.1/v3 0.1/3kV |  | 121EL-VT | 3GB |  | 12H | COMM | CS03 | Z001 | V |  | F | RM | PD | ZABB | HGQ | 3410121000 | PC |  | 1 | CNJOCHE21 | [5 empty] | 1 | 0 | PC | 2021-04-19 | 0 | PC
VTS-G10111-228223 | JDZX22-10W-N 10/v3 0.1/v3 0.1/v3 0.1/3kV |  | 121EL-VT | 3GB |  | 12H | COMM | CS03 | Z001 | V |  | F | RM | PD | ZABB | HGQ | 3410121000 | PC |  | 1 | CNGELI3 | [5 empty] | 1 | 0 | PC | 2019-09-17 | 0 | PC
VTS-G10111-244123 | JDZX22-10W-N 10/v3 0.1/v3 0.1/v3 0.1/3kV |  | 121EL-VT | 3GB |  | B12 | COMM | CS03 | Z001 | V |  | F | RM | PD | ZABB | HGQ | 3410121000 | PC |  | 1 | CNXIHE4 | [5 empty] | 1 | 0 | PC | 2017-09-01 | 0 | PC
VTS-G10111-248123 | JDZX22-10W-N 10/v3 0.1/v3 0.1/v3 0.1/3kV |  | 121EL-VT | 3GB |  | B12 | COMM | CS03 | Z001 | V |  | F | RM | PD | ZABB | HGQ | 3410121000 | PC |  | 1 | CNXIHE4 | [5 empty] | 1 | 0 | PC | 2016-11-16 | 0 | PC
VTS-G10111-2G4121 | JDZX23-10 10/v3 0.1/v3 0.1/v3 0.1/3kV |  | 121EL-VT |  |  | 129 | COMM | CS03 | Z001 | V |  | F | RM | PD | ZABB | HGQ | 3410121000 | PC |  | 1 | CNJOCHE21 | [5 empty] | 1 | 0 | PC | 2021-09-03 | 0 | PC
VTS-G10111-2G4123S | JDZXR23-10 10/v3 0.1/v3 0.1/v3 0.1/3kV |  | 121EL-VT | 3GB |  | B12 | COMM | CS03 | Z001 | V |  | F | RM | PD | ZABB | HGQ | 3410121000 | PC |  | 1 | CNZHZHO5 | [5 empty] | 1 | 0 | PC | 2018-08-07 | 0 | PC
VTS-G10111-2G8123 | JDZX23-10 10/v3 0.1/v3 0.1/v3 0.1/3kV |  | 121EL-VT | 3GB |  | 12H | COMM | CS03 | Z001 | V |  | F | RM | PD | ZABB | HGQ | 3410121000 | PC |  | 1 | CNXIHE4 | [5 empty] | 1 | 0 | PC | 2015-07-17 | 0 | PC
VTS-G10111-2G8123S | JDZXR24-10 10/v3 0.1/v3 0.1/v3 0.1/3kV |  | 121EL-VT | 3GB |  | 12H | COMM | CS03 | Z001 | V |  | F | RM | PD | ZABB | HGQ | 3410121000 | PC |  | 1 | CNSHZEN2 | [5 empty] | 1 | 0 | PC | 2017-09-08 | 0 | PC
VTS-G10111-2G8193 | JDZX23-10 10/v3 0.1/v3 0.1/v3 0.1/3kV |  | 121EL-VT | 3GB |  | 12H | COMM | CS03 | Z001 | V |  | F | RM | PD | ZABB | HGQ | 3410121000 | PC |  | 1 | CNJOCHE21 | [5 empty] | 1 | 0 | PC | 2021-03-31 | 0 | PC
VTS-G10111-2G8193S | JDZXR23-10 10/v3 0.1/v3 0.1/v3 0.1/3kV |  | 121EL-VT | 3GB |  | 12H | COMM | CS03 | Z001 | V |  | F | RM | PD | ZABB | HGQ | 3410121000 | PC |  | 1 | CNJOCHE21 | [5 empty] | 1 | 0 | PC | 2021-03-31 | 0 | PC
VTS-G10111-2I8123 | JDZX16-10W-N 10000/v3 100/v3 100/v3 100/ |  | 121EL-VT |  |  | B03 | COMM | CS03 | Z001 | V |  | F | RM | PD | ZABB | HGQ | 3410121000 | PC |  | 1 | T_GUIHUA_YE | [5 empty] | 1 | 0 | PC | 2012-06-08 | 0 | PC
VTS-G10111-348123 | JDZX23-10 10/√3/0.1/√3kV 0.2 40VA |  | 121EL-VT |  |  | 129 | COMM | CS03 | Z001 | V |  | F | RM | PD | ZABB | HGQ | 3410121000 | PC |  | 1 | CNJOCHE21 | [5 empty] | 1 | 0 | PC | 2022-02-11 | 0 | PC
VTS-G10111-444193 | JDZX22-10C1G-N 10/v3 0.1/v3 0.1/v3 0.1/3 |  | 121EL-VT | 3GB |  | B12 | COMM | CS03 | Z001 | V |  | F | RM | PD | ZABB | HGQ | 3410121000 | PC |  | 1 | CNDUYAN | [5 empty] | 1 | 0 | PC | 2019-02-27 | 0 | PC
VTS-G10111-444281 | JDZX23-10 10/v3 0.1/v3 0.1/v3 0.1/3kV |  | 121EL-VT | 3GB |  | B12 | COMM | CS03 | Z001 | V |  | F | RM | PD | ZABB | HGQ | 3410121000 | PC |  | 1 | CNXIHE4 | [5 empty] | 1 | 0 | PC | 2014-06-26 | 0 | PC
VTS-G10111-444281S | JDZXR23-10 10/v3 0.1/v3 0.1/v3 0.1/3kV |  | 121EL-VT | 3GB |  | B12 | COMM | CS03 | Z001 | V |  | F | RM | PD | ZABB | HGQ | 3410121000 | PC |  | 1 | CNDUYAN | [5 empty] | 1 | 0 | PC | 2018-09-10 | 0 | PC
VTS-G10111-448123 | JDZX25-20 10/v3；0.1/v3；0.1/v3；0.1/3 kV |  | 121EL-VT | 3GB |  | B12 | COMM | CS03 | Z001 | V |  | F | RM | PD | ZABB | HGQ | 3410121000 | PC |  | 1 | CNXIHE4 | [5 empty] | 1 | 0 | PC | 2017-04-07 | 0 | PC
VTS-G10111-448123S | JDZXR24-10 10/v3 0.1/v3 0.1/v3 0.1/3kV |  | 121EL-VT | 3GB |  | B03 | COMM | CS03 | Z001 | V |  | F | RM | PD | ZABB | HGQ | 3410121000 | PC |  | 1 | CNSHZEN2 | [5 empty] | 1 | 0 | PC | 2017-10-10 | 0 | PC
VTS-G10111-448223 | JDZX23-10 10/v3 0.1/v3 0.1/v3 0.1/3kV |  | 121EL-VT | 3GB |  | B12 | COMM | CS03 | Z001 | V |  | F | RM | PD | ZABB | HGQ | 3410121000 | PC |  | 1 | CNXIHE4 | [5 empty] | 1 | 0 | PC | 2014-09-29 | 0 | PC
VTS-G10111-448223S | JDZXR23-10 10/v3 0.1/v3 0.1/v3 0.1/3kV |  | 121EL-VT | 3GB |  | B12 | COMM | CS03 | Z001 | V |  | F | RM | PD | ZABB | HGQ | 3410121000 | PC |  | 1 | CNXIHE4 | [5 empty] | 1 | 0 | PC | 2014-05-08 | 0 | PC
VTS-G10111-448231 | JDZX23-10 10/v3 0.1/v3 0.1/v3 0.1/3kV |  | 121EL-VT | 3GB |  | B12 | COMM | CS03 | Z001 | V |  | F | RM | PD | ZABB | HGQ | 3410121000 | PC |  | 1 | CNXIHE4 | [5 empty] | 1 | 0 | PC | 2014-12-09 | 0 | PC
VTS-G10111-448283 | JDZX23-10 10/v3 0.1/v3 0.1/v3 0.1/3kV |  | 121EL-VT | 3GB |  | 12H | COMM | CS03 | Z001 | V |  | F | RM | PD | ZABB | HGQ | 3410121000 | PC |  | 1 | CNJOCHE21 | [5 empty] | 1 | 0 | PC | 2021-11-08 | 0 | PC
VTS-G10111-5G5123 | JDZX23-10 10/v3 0.1/v3 0.1/v3 0.1/3kV |  | 121EL-VT | 3GB |  | B12 | COMM | CS03 | Z001 | V |  | F | RM | PD | ZABB | HGQ | 3410121000 | PC |  | 1 | CNXIHE4 | [5 empty] | 1 | 0 | PC | 2017-10-20 | 0 | PC
VTS-G10111-G24113 | JDZX23-10 10/√3/0.1/√3/0.1/√3/0.1/3kV |  | 121EL-VT |  |  | B03 | COMM | CS03 | Z001 | V |  | F | RM | PD | ZABB | HGQ | 3410121000 | PC |  | 1 | CNSHZEN2 | [5 empty] | 1 | 0 | PC | 2017-09-20 | 0 | PC
VTS-G10111-G24123S | JDZX23-10 10/v3 0.1/v3 0.1/v3 0.1/3 kV |  | 121EL-VT | 3GB |  | 12H | COMM | CS03 | Z001 | V |  | F | RM | PD | ZABB | HGQ | 3410121000 | PC |  | 1 | CNSHZEN2 | [5 empty] | 1 | 0 | PC | 2017-09-26 | 0 | PC
VTS-G10111-G48123S | JDZXR24-10 10/v3 0.1/v3 0.1/v3 0.1/3kV |  | 121EL-VT | 3GB |  | 12H | COMM | CS03 | Z001 | V |  | F | RM | PD | ZABB | HGQ | 3410121000 | PC |  | 1 | CNDUYAN | [5 empty] | 1 | 0 | PC | 2020-08-24 | 0 | PC
VTS-G10111-G8A281 | JDZX22-10W-A 10/v3 0.1/v3 0.1/v3 0.1/3kV |  | 121EL-VT | 3GB |  | 12H | COMM | CS03 | Z001 | V |  | F | RM | PD | ZABB | HGQ | 3410121000 | PC |  | 1 | CNDUYAN | [5 empty] | 1 | 0 | PC | 2020-12-01 | 0 | PC
VTS-G10111-GG1BS | JDZXR23-10 10/v3 0.1/v3 0.1/v3 0.1/3kV |  | 121EL-VT |  |  | B03 | COMM | CS03 | Z001 | V |  | F | RM | PD | ZABB | HGQ | 3410121000 | PC |  | 1 | CNSHZEN2 | [5 empty] | 1 | 0 | PC | 2017-09-30 | 0 | PC
VTS-G10111-GG8121S | JDZXR23-10 10/v3 0.1/v3 0.1/v3 0.1/3kV |  | 121EL-VT | 3GB |  | B12 | COMM | CS03 | Z001 | V |  | F | RM | PD | ZABB | HGQ | 3410121000 | PC |  | 1 | CNSHZEN2 | [5 empty] | 1 | 0 | PC | 2017-10-12 | 0 | PC
VTS-G10111-GG8123 | JDZX22-10W-N 10/V3/0.1/V3/0.1/V3/0.1/3kV |  | 121EL-VT | 3GB |  | 12H | COMM | CS03 | Z001 | V |  | F | RM | PD | ZABB | HGQ | 3410121000 | PC |  | 1 | CNJOCHE21 | [5 empty] | 1 | 0 | PC | 2021-06-21 | 0 | PC
VTS-G10111-GG8123S | JDZXR24-10 10/v3 0.1/v3 0.1/v3 0.1/3kV |  | 121EL-VT | 3GB |  | 12H | COMM | CS03 | Z001 | V |  | F | RM | PD | ZABB | HGQ | 3410121000 | PC |  | 1 | CNJOCHE21 | [5 empty] | 1 | 0 | PC | 2021-03-18 | 0 | PC
VTS-G10111-GG8223S | JDZXR23-10 10/v3 0.1/v3 0.1/v3 0.1/3kV |  | 121EL-VT | 3GB |  | B12 | COMM | CS03 | Z001 | V |  | F | RM | PD | ZABB | HGQ | 3410121000 | PC |  | 1 | CNXIHE4 | [5 empty] | 1 | 0 | PC | 2013-01-05 | 0 | PC
VTS-G10111-H28123 | JDZX22-10W-N 10/v3 0.1/v3 0.1/v3 0.1/3kV |  | 121EL-VT | 3GB |  | B12 | COMM | CS03 | Z001 | V |  | F | RM | PD | ZABB | HGQ | 3410121000 | PC |  | 1 | CNXIHE4 | [5 empty] | 1 | 0 | PC | 2014-11-28 | 0 | PC
VTS-G10111-I24121 | JDZX22-10W-N 10/v3 2x.1/v3 .1/3kV 0.2/0 |  | 121EL-VT | 3GB |  | 12H | COMM | CS03 | Z001 | V |  | F | RM | PD | ZABB | HGQ | 3410121000 | PC |  | 1 | CNJOCHE21 | [5 empty] | 1 | 0 | PC | 2021-04-09 | 0 | PC
VTS-G10111-I24123 | JDZX22-10W-A 10/v3 0.1/v3 0.1/v3 0.1/3kV |  | 121EL-VT | 3GB |  | B12 | COMM | CS03 | Z001 | V |  | F | RM | PD | ZABB | HGQ | 3410121000 | PC |  | 1 | CNXIHE4 | [5 empty] | 1 | 0 | PC | 2014-10-22 | 0 | PC
VTS-G10111-I24123S | JDZXR23-10 10/v3 0.1/v3 0.1/v3 0.1/3kV |  | 121EL-VT | 3GB |  | B12 | COMM | CS03 | Z001 | V |  | F | RM | PD | ZABB | HGQ | 3410121000 | PC |  | 1 | CNXIHE4 | [5 empty] | 1 | 0 | PC | 2017-12-06 | 0 | PC
VTS-G10111-I24193 | JDZX22-10W-N 10/v3 0.1/v3 0.1/v3 0.1/3kV |  | 121EL-VT | 3GB |  | B12 | COMM | CS03 | Z001 | V |  | F | RM | PD | ZABB | HGQ | 3410121000 | PC |  | 1 | CNXIHE4 | [5 empty] | 1 | 0 | PC | 2014-07-18 | 0 | PC
VTS-G10111-I24C93 | JDZX23-10 10/v3 0.1/v3 0.1/v3 0.1/3kV |  | 121EL-VT | 3GB |  | B12 | COMM | CS03 | Z001 | V |  | F | RM | PD | ZABB | HGQ | 3410121000 | PC |  | 1 | CNXIHE4 | [5 empty] | 1 | 0 | PC | 2016-04-13 | 0 | PC
VTS-G10111-I28123 | JDZX22-10W-N 10/v3 0.1/v3 0.1/v3 0.1/3kV |  | 121EL-VT | 3GB |  | 12H | COMM | CS03 | Z001 | V |  | F | RM | PD | ZABB | HGQ | 3410121000 | PC |  | 1 | CNXIHE4 | [5 empty] | 1 | 0 | PC | 2015-05-07 | 0 | PC
VTS-G10111-I28123S | JDZXR24-10 10/v3 0.1/v3 0.1/v3 0.1/3kV |  | 121EL-VT | 3GB |  | B12 | COMM | CS03 | Z001 | V |  | F | RM | PD | ZABB | HGQ | 3410121000 | PC |  | 1 | CNXIHE4 | [5 empty] | 1 | 0 | PC | 2017-05-11 | 0 | PC
VTS-G10111-I28193S | JDZXR24-10 10/v3 0.1/v3 0.1/v3 0.1/3kV |  | 121EL-VT | 3GB |  | B12 | COMM | CS03 | Z001 | V |  | F | RM | PD | ZABB | HGQ | 3410121000 | PC |  | 1 | CNBICHE8 | [5 empty] | 1 | 0 | PC | 2018-10-08 | 0 | PC
VTS-G10111-I44123S | JDZXR22-35C 10/v3 0.1/v3 0.1/v3 0.1/3kV |  | 121EL-VT | 3GB |  | B12 | COMM | CS03 | Z001 | V |  | F | RM | PD | ZABB | HGQ | 3410121000 | PC |  | 1 | CNSHZEN2 | [5 empty] | 1 | 0 | PC | 2017-01-04 | 0 | PC
VTS-G10111-II4123 | JDZX22-10W-A 10/v3 0.1/v3 0.1/v3 0.1/3kV |  | 121EL-VT |  |  | 129 | COMM | CS03 | Z001 | V |  | F | RM | PD | ZABB | HGQ | 3410121000 | PC |  | 1 | CNJISU10 | [5 empty] | 1 | 0 | PC | 2022-04-24 | 0 | PC
VTS-G10111-II8123 | JDZX23-10 10/v3 0.1/v3 0.1/v3 0.1/3kV |  | 121EL-VT | 3GB |  | 12H | COMM | CS03 | Z001 | V |  | F | RM | PD | ZABB | HGQ | 3410121000 | PC |  | 1 | T_GUIHUA_YE | [5 empty] | 1 | 0 | PC | 2015-10-09 | 0 | PC
VTS-G10111-II8123S | JDZXR23-10 10/v3 0.1/v3 .1/v3 0.1/3kV |  | 121EL-VT | 3GB |  | B12 | COMM | CS03 | Z001 | V |  | F | RM | PD | ZABB | HGQ | 3410121000 | PC |  | 1 | CNDUYAN | [5 empty] | 1 | 0 | PC | 2018-06-25 | 0 | PC
VTS-G10111-II8193 | JDZXR27G-10C1 10/V3/0.1/V3/0.1/V3/0.1/3k |  | 121EL-VT |  |  | 129 | COMM | CS03 | Z001 | V |  | F | RM | PD | ZABB | HGQ | 3410121000 | PC |  | 1 | CNJOCHE21 | [5 empty] | 1 | 0 | PC | 2021-07-13 | 0 | PC
VTS-G10111-L22123 | JDZX23-10 10/v3 0.1/v3 0.1/v3 0.1/3kV |  | 121EL-VT | 3GB |  | 12H | COMM | CS03 | Z001 | V |  | F | RM | PD | ZABB | HGQ | 3410121000 | PC |  | 1 | CNJOCHE21 | [5 empty] | 1 | 0 | PC | 2021-05-21 | 0 | PC
VTS-G10111-L58123 | JDZX23-10 10/v3 0.1/v3 0.1/v3 0.1/3kV |  | 121EL-VT | 3GB |  | 12H | COMM | CS03 | Z001 | V |  | F | RM | PD | ZABB | HGQ | 3410121000 | PC |  | 1 | CNJOCHE21 | [5 empty] | 1 | 0 | PC | 2021-05-21 | 0 | PC
VTS-G10111-LI4123 | JDZX22-10W-N 10/v3 0.1/v3 0.1/v3 0.1/3kV |  | 121EL-VT | 3GB |  | 12H | COMM | CS03 | Z001 | V |  | F | RM | PD | ZABB | HGQ | 3410121000 | PC |  | 1 | CNJOCHE21 | [5 empty] | 1 | 0 | PC | 2021-04-28 | 0 | PC
VTS-G10111-LI8123 | JDZXR27G-10C1 10/V3/0.1/V3/0.1/V3/0.1/3k |  | 121EL-VT |  |  | 129 | COMM | CS03 | Z001 | V |  | F | RM | PD | ZABB | HGQ | 3410121000 | PC |  | 1 | CNJOCHE21 | [5 empty] | 1 | 0 | PC | 2021-06-21 | 0 | PC
VTS-G10111-LL8123 | JDZXR27G-10C1 10/V3/0.1/V3/0.1/V3/0.1/3k |  | 121EL-VT |  |  | 129 | COMM | CS03 | Z001 | V |  | F | RM | PD | ZABB | HGQ | 3410121000 | PC |  | 1 | CNJOCHE21 | [5 empty] | 1 | 0 | PC | 2021-06-21 | 0 | PC
VTS-G10111-M28193S | JDZXR24-10 10/v3¦0.1/v3¦0.1/v3¦0.1/3kV |  | 121EL-VT | 3GB |  | B12 | COMM | CS03 | Z001 | V |  | F | RM | PD | ZABB | HGQ | 3410121000 | PC |  | 1 | CNXIHE4 | [5 empty] | 1 | 0 | PC | 2016-06-14 | 0 | PC
VTS-G10111224123-1 | JDZX22-10W-N 10/v3 0.1/v3 0.1/v3 0.1/3kV |  | 121EL-VT | 3GB |  | 12H | COMM | CS03 | Z001 | V |  | F | RM | PD | ZABB | HGQ | 3410121000 | PC |  | 1 | T_GUIHUA_YE | [5 empty] | 1 | 0 | PC | 2015-04-14 | 0 | PC
VTS-G10111224123S1 | JDZX25-20NG-N 10/v3¦0.1/v3 ¦0.1/v3 ¦0.1/ |  | 121EL-VT | 3GB |  | B12 | COMM | CS03 | Z001 | V |  | F | RM | PD | ZABB | HGQ | 3410121000 | PC |  | 1 | CNXIHE4 | [5 empty] | 1 | 0 | PC | 2017-02-17 | 0 | PC
VTS-G10111228113-1 | JDZX22-10W-A 10/v3 0.1/v3 0.1/v3 0.1/3kV |  | 121EL-VT | 3GB |  | B12 | COMM | CS03 | Z001 | V |  | F | RM | PD | ZABB | HGQ | 3410121000 | PC |  | 1 | CNXIHE4 | [5 empty] | 1 | 0 | PC | 2017-06-20 | 0 | PC
VTS-G10111228123-2 | JDZX22-10W-N 10/v3 0.1/v3 0.1/v3 0.1/3kV |  | 121EL-VT | 3GB |  | 12H | COMM | CS03 | Z001 | V |  | F | RM | PD | ZABB | HGQ | 3410121000 | PC |  | 1 | CNXIHE4 | [5 empty] | 1 | 0 | PC | 2016-05-23 | 0 | PC
VTS-G10111228123-3 | JDZX22-10W-N 10/v3 0.1/v3 0.1/v3 0.1/3kV |  | 121EL-VT |  |  | B03 | COMM | CS03 | Z001 | V |  | F | RM | PD | ZABB | HGQ | 3410121000 | PC |  | 1 | CNXIHE4 | [5 empty] | 1 | 0 | PC | 2017-10-17 | 0 | PC
VTS-G10111228123-4 | JDZX23-35W 35/v3 0.1/v3 0.1/v3 0.1/3kV |  | 121EL-VT |  |  | 129 | COMM | CS03 | Z001 | V |  | F | RM | PD | ZABB | HGQ | 3410121000 | PC |  | 1 | CNJOCHE21 | [5 empty] | 1 | 0 | PC | 2021-03-18 | 0 | PC
VTS-G10111228123S1 | JDZXR23-10 10/v3 0.1/v3 0.1/v3 0.1/3kV |  | 121EL-VT | 3GB |  | B12 | COMM | CS03 | Z001 | V |  | F | RM | PD | ZABB | HGQ | 3410121000 | PC |  | 1 | CNXIHE4 | [5 empty] | 1 | 0 | PC | 2017-05-03 | 0 | PC
VTS-G10111228123S2 | JDZXR23-10 10/v3 0.1/v3 0.1/v3 0.1/3kV |  | 121EL-VT |  |  | 129 | COMM | CS03 | Z001 | V |  | F | RM | PD | ZABB | HGQ | 3410121000 | PC |  | 1 | CNJOCHE21 | [5 empty] | 1 | 0 | PC | 2021-03-18 | 0 | PC
VTS-G10111228183-1 | JDZX23-10 10/√3/0.1/√3/0.1/√3/0.1/3kV |  | 121EL-VT | 3GB |  | 12H | COMM | CS03 | Z001 | V |  | F | RM | PD | ZABB | HGQ | 3410121000 | PC |  | 1 | CNXIHE4 | [5 empty] | 1 | 0 | PC | 2017-12-05 | 0 | PC
VTS-G101112G8123-1 | JDZX22-10W-N 10/v3 0.1/v3 0.1/v3 0.1/3kV |  | 121EL-VT | 3GB |  | B12 | COMM | CS03 | Z001 | V |  | F | RM | PD | ZABB | HGQ | 3410121000 | PC |  | 1 | CNXIHE4 | [5 empty] | 1 | 0 | PC | 2017-07-27 | 0 | PC
VTS-G101112G8123S1 | JDZXR23-10 10/v3 0.1/v3 0.1/v3 0.1/3kV |  | 121EL-VT | 3GB |  | B12 | COMM | CS03 | Z001 | V |  | F | RM | PD | ZABB | HGQ | 3410121000 | PC |  | 1 | CNSHZEN2 | [5 empty] | 1 | 0 | PC | 2017-12-07 | 0 | PC
VTS-G101112I8123-1 | JDZX22-10W-N 10/v3 2x.1/v3 .1/3kV 0.2/0. |  | 121EL-VT | 3GB |  | B12 | COMM | CS03 | Z001 | V |  | F | RM | PD | ZABB | HGQ | 3410121000 | PC |  | 1 | T_GUIHUA_YE | [5 empty] | 1 | 0 | PC | 2013-03-18 | 0 | PC
VTS-G101112I8123-2 | JDZX23-10 10/v3 0.1/v3 0.1/v3 0.1/3kV |  | 121EL-VT | 3GB |  | B12 | COMM | CS03 | Z001 | V |  | F | RM | PD | ZABB | HGQ | 3410121000 | PC |  | 1 | CNSHZEN2 | [5 empty] | 1 | 0 | PC | 2017-03-03 | 0 | PC
VTS-G10111I24123 | *DEL* |  | 121EL-VT |  |  | 129 | COMM | CS03 | Z001 | V |  | F | RM | PD | ZABB | HGQ | 3410121000 | PC |  | 1 | CNJISU10 | [5 empty] | 1 | 0 | PC | 2022-03-25 | 0 | PC
VTS-G10111I24123-1 | JDZX23-10 10/v3 0.1/v3 0.1/v3 0.1/3kV |  | 121EL-VT | 3GB |  | 12H | COMM | CS03 | Z001 | V |  | F | RM | PD | ZABB | HGQ | 3410121000 | PC |  | 1 | CNXIHE4 | [5 empty] | 1 | 0 | PC | 2015-07-14 | 0 | PC
VTS-G10111I24123-2 | JDZX23-10 10/√3,0.1/√3 ,0.1/√3,0.1/3kV |  | 121EL-VT | 3GB |  | 12H | COMM | CS03 | Z001 | V |  | F | RM | PD | ZABB | HGQ | 3410121000 | PC |  | 1 | CNDUYAN | [5 empty] | 1 | 0 | PC | 2020-06-29 | 0 | PC
VTS-G10111I28123-1 | JDZX23-10 10/√3/0.1/√3/0.1/√3/0.1/3kV |  | 121EL-VT |  |  | B03 | COMM | CS03 | Z001 | V |  | F | RM | PD | ZABB | HGQ | 3410121000 | PC |  | 1 | CNXIHE4 | [5 empty] | 1 | 0 | PC | 2017-09-01 | 0 | PC
VTS-G10111I28123-2 | JDZX22-10W-N 10/v3 0.1/v3 0.1/v3 0.1/3kV |  | 121EL-VT | 3GB |  | 12H | COMM | CS03 | Z001 | V |  | F | RM | PD | ZABB | HGQ | 3410121000 | PC |  | 1 | CNXIHE4 | [5 empty] | 1 | 0 | PC | 2018-01-19 | 0 | PC
VTS-G10111I28123S1 | JDZXR23-10 10/v3 0.1/v3 0.1/v3 0.1/3kV |  | 121EL-VT |  |  | 129 | COMM | CS03 | Z001 | V |  | F | RM | PD | ZABB | HGQ | 3410121000 | PC |  | 1 | CNDUYAN | [5 empty] | 1 | 0 | PC | 2018-07-06 | 0 | PC
VTS-G10111I28193S1 | JDZX23-10 10/v3 0.1/v3 0.1/v3 0.1/3kV |  | 121EL-VT | 3GB |  | B12 | COMM | CS03 | Z001 | V |  | F | RM | PD | ZABB | HGQ | 3410121000 | PC |  | 1 | CNBICHE8 | [5 empty] | 1 | 0 | PC | 2018-10-17 | 0 | PC
VTS-G10111II8123-1 | JDZX23-10 10/√3 0.1/√3kV 0.1/√3kV 0.1kV |  | 121EL-VT | 3GB |  | 12H | COMM | CS03 | Z001 | V |  | F | RM | PD | ZABB | HGQ | 3410121000 | PC |  | 1 | CNDUYAN | [5 empty] | 1 | 0 | PC | 2020-11-23 | 0 | PC
VTS-G10111II8123-2 | JDZXR27G-10C1 10/V3/0.1/V3/0.1/V3/0.1/3k |  | 121EL-VT | 3GB |  | 12H | COMM | CS03 | Z001 | V |  | F | RM | PD | ZABB | HGQ | 3410121000 | PC |  | 1 | CNJOCHE21 | [5 empty] | 1 | 0 | PC | 2021-07-13 | 0 | PC
VTS-G10115-228123 | JDZX23-10 10/v3KV 0.1/v3 0.1/v3 /0.1kV |  | 121EL-VT |  |  | B03 | COMM | CS03 | Z001 | V |  | F | RM | PD | ZABB | HGQ | 3410121000 | PC |  | 1 | CNXIHE4 | [5 empty] | 1 | 0 | PC | 2017-11-10 | 0 | PC
VTS-G10115-2G8123 | JDZX23-10 10/v3 0.1/v3 0.1/v3 0.1kV CL0. |  | 121EL-VT | 3GB |  | B12 | COMM | CS03 | Z001 | V |  | F | RM | PD | ZABB | HGQ | 3410121000 | PC |  | 1 | CNSHZEN2 | [5 empty] | 1 | 0 | PC | 2017-10-24 | 0 | PC
VTS-G10115-I28123S | JDZXR23-10 10/v3 0.1/v3 0.1/v3 0.1kV |  | 121EL-VT | 3GB |  | B12 | COMM | CS03 | Z001 | V |  | F | RM | PD | ZABB | HGQ | 3410121000 | PC |  | 1 | CNDUYAN | [5 empty] | 1 | 0 | PC | 2018-07-06 | 0 | PC
VTS-G1013-4821S | JDZXR22-10C1 10/v3 0.1/v3 0.1/ v3kV |  | 121EL-VT |  |  | 129 | COMM | CS03 | Z001 | V |  | F | RM | PD | ZABB | HGQ | 3410121000 | PC |  | 1 | CNJOCHE21 | [5 empty] | 1 | 0 | PC | 2021-08-06 | 0 | PC
VTS-G1013-552B | JDZX23-10 10/V3/0.1/V3/0.1/V3KV |  | 121EL-VT |  |  | B03 | COMM | CS03 | Z001 | V |  | F | RM | PD | ZABB | HGQ | 3410121000 | PC |  | 1 | CNXIHE4 | [5 empty] | 1 | 0 | PC | 2017-03-15 | 0 | PC
VTS-G1013-C433 | JDZX22-10C1 10000/v3 100/v3 100V/3V |  | 121EL-VT |  |  | B03 | COMM | CS03 | Z001 | V |  | F | RM | PD | ZABB | HGQ | 3410121000 | PC |  | 1 | CNXIHE4 | [5 empty] | 1 | 0 | PC | 2015-04-29 | 0 | PC
VTS-G1013-LL1BS | JDZXR22-10C1 10/v3 0.1/v3 0.1/ v3kV |  | 121EL-VT |  |  | 129 | COMM | CS03 | Z001 | V |  | F | RM | PD | ZABB | HGQ | 3410121000 | PC |  | 1 | CNDUYAN | [5 empty] | 1 | 0 | PC | 2020-11-03 | 0 | PC
VTS-G1014-1123S | JDZXR22-10C1 10/v3 0.1/v3 0.1/v3 kV |  | 121EL-VT | 3GB |  | B12 | COMM | CS03 | Z001 | V |  | F | RM | PD | ZABB | HGQ | 3410121000 | PC |  | 1 | CNXIHE4 | [5 empty] | 1 | 0 | PC | 2017-04-24 | 0 | PC
VTS-G1015-2221 | JDZX22-10W-A 10/v3 0.1/v3 0.1 kV |  | 121EL-VT | 3GB |  | 12H | COMM | CS03 | Z001 | V |  | F | RM | PD | ZABB | HGQ | 3410121000 | PC |  | 1 | CNJISU10 | [5 empty] | 1 | 0 | PC | 2021-12-31 | 0 | PC
VTS-G1015-2223 | JDZX22-10C 10/v3 0.1/v3 0.1kV |  | 121EL-VT | 3GB |  | 12H | COMM | CS03 | Z001 | V |  | F | RM | PD | ZABB | HGQ | 3410121000 | PC |  | 1 | CNJISU10 | [5 empty] | 1 | 0 | PC | 2021-11-26 | 0 | PC
VTS-G1015-2423 | JDZX16-10N 10000/v3 100/v3 100V 30VA/CL0 |  | 121EL-VT | 3GB |  | B12 | COMM | CS03 | Z001 | V |  | F | RM | PD | ZABB | HGQ | 3410121000 | PC |  | 1 | T_GUIHUA_YE | [5 empty] | 1 | 0 | PC | 2012-06-08 | 0 | PC
VTS-G1015-2423-1 | JDZX22-10C1 10/v3 .1/v3 .1kV 30VA/0.5,50 |  | 121EL-VT | 3GB |  | B12 | COMM | CS03 | Z001 | V |  | F | RM | PD | ZABB | HGQ | 3410121000 | PC |  | 1 | T_GUIHUA_YE | [5 empty] | 1 | 0 | PC | 2013-03-14 | 0 | PC
VTS-G1015-2813 | JDZX22-10C 10/√3/0.1/√3kV 0.2 30VA |  | 121EL-VT |  |  | 129 | COMM | CS03 | Z001 | V |  | F | RM | PD | ZABB | HGQ | 3410121000 | PC |  | 1 | CNDUYAN | [5 empty] | 1 | 0 | PC | 2020-11-23 | 0 | PC
VTS-G1015-2823 | JDZX22-10C 10/√3;0.1/√3;0.1kV |  | 121EL-VT | 3GB |  | B12 | COMM | CS03 | Z001 | V |  | F | RM | PD | ZABB | HGQ | 3410121000 | PC |  | 1 | CNXIHE4 | [5 empty] | 1 | 0 | PC | 2017-07-21 | 0 | PC
VTS-G1015-4423 | JDZX22-10C1 10/v3 0.1/v3 0.1kV 50VA/0.5, |  | 121EL-VT | 3GB |  | 12H | COMM | CS03 | Z001 | V |  | F | RM | PD | ZABB | HGQ | 3410121000 | PC |  | 1 | CNSHZEN2 | [5 empty] | 1 | 0 | PC | 2016-08-18 | 0 | PC
VTS-G1015-4823 | JDZX22-10C1 10/v3 0.1/v3 0.1kV，0.5，3P |  | 121EL-VT | 3GB |  | 12H | COMM | CS03 | Z001 | V |  | F | RM | PD | ZABB | HGQ | 3410121000 | PC |  | 1 | CNSHZEN2 | [5 empty] | 1 | 0 | PC | 2017-02-13 | 0 | PC
VTS-G1015-G423 | JDZX22-10C 10/v3 0.1/v3 0.1kV，0.5，3P |  | 121EL-VT | 3GB |  | B12 | COMM | CS03 | Z001 | V |  | F | RM | PD | ZABB | HGQ | 3410121000 | PC |  | 1 | CNSHZEN2 | [5 empty] | 1 | 0 | PC | 2016-06-22 | 0 | PC
VTS-G1015-I413 | JDZX22-10C1 10/v3 0.1/v3 0.1kV 20VA/0.2, |  | 121EL-VT | 3GB |  | B12 | COMM | CS03 | Z001 | V |  | F | RM | PD | ZABB | HGQ | 3410121000 | PC |  | 1 | CNXIHE4 | [5 empty] | 1 | 0 | PC | 2013-05-08 | 0 | PC
VTS-G1015-I813 | JDZX22-10C1 10/v3 0.1/v3 0.1kV 20VA/0.2, |  | 121EL-VT | 3GB |  | 12H | COMM | CS03 | Z001 | V |  | F | RM | PD | ZABB | HGQ | 3410121000 | PC |  | 1 | CNJISU10 | [5 empty] | 1 | 6 | PC | 2021-11-04 | 0 | PC
VTS-G101F-4423 | JDZX22-10C 10/v3 0.1/v3 0.1kV |  | 26XEL |  |  | 129 | COMM | CS03 | Z001 | V |  | F |  | PD | ZABB | HGC | 3410121000 | PC |  | 1 | CNDUYAN | [5 empty] | 1 | 0 | PC | 2018-08-20 | 0 | PC
VTS-G1022-4423S | JDZX22-10C1，10/v3/0.11/v3/0.11/3kVW1 |  | 121EL-VT | 3GB |  | 129 | COMM | CS03 | Z001 | V |  | F | RM | PD | ZABB | HGQ | 3410121000 | PC |  | 1 | CNWEZHO25 | [5 empty] | 1 | 0 | PC | 2022-02-16 | 0 | PC
VTS-G1050-1010 | JDZX22-10C1 10/0.1kV |  | 121EL-VT |  |  | B03 | COMM | CS03 | Z001 | V |  | F | RM | PD | ZABB | HGQ | 3410121000 | PC |  | 1 | CNXIHE4 | [5 empty] | 1 | 0 | PC | 2017-03-17 | 0 | PC
VTS-G1050-1020 | JDZX22-10C1 10/0.1kV |  | 121EL-VT |  |  | B03 | COMM | CS03 | Z001 | V |  | F | RM | PD | ZABB | HGQ | 3410121000 | PC |  | 1 | CNXIHE4 | [5 empty] | 1 | 0 | PC | 2017-03-17 | 0 | PC
VTS-G10F0-4020S | JDZX25-20NG-N 10/0.1kV,50VA/CL 0.5 |  | 121EL-VT | 3GB |  | B12 | COMM | CS03 | Z001 | V |  | F | RM | PD | ZABB | HGQ | 3410121000 | PC |  | 1 | CNXIHE4 | [5 empty] | 1 | 0 | PC | 2017-11-27 | 0 | PC
VTS-G10F0-4020S-1 | JDZX25-20NG-A 10/0.1kV,50VA/CL 0.5 |  | 121EL-VT | 3GB |  | B12 | COMM | CS03 | Z001 | V |  | F | RM | PD | ZABB | HGQ | 3410121000 | PC |  | 1 | CNXIHE4 | [5 empty] | 1 | 0 | PC | 2017-12-13 | 0 | PC
VTS-G1110-4010S | JDZXR23-10 11/√3/0.1/√3kV 0.2 50VA |  | 121EL-VT | 3GB |  | 12H | COMM | CS03 | Z001 | V |  | F | RM | PD | ZABB | HGQ | 3410121000 | PC |  | 1 | CNJOCHE21 | [5 empty] | 1 | 0 | PC | 2021-07-09 | 0 | PC
VTS-G1111-4423 | JDZX22-10C1 11/v3 0.1/v3 0.1/3 kV 50VA/C |  | 121EL-VT | 3GB |  | B12 | COMM | CS03 | Z001 | V |  | F | RM | PD | ZABB | HGQ | 3410121000 | PC |  | 1 | CNXIHE4 | [5 empty] | 1 | 0 | PC | 2015-04-30 | 0 | PC
VTS-G1111-4L23 | JDZX22-10C1 11/v3 0.1/v3 0.1/3 kV 50VA/C |  | 121EL-VT | 3GB |  | 12H | COMM | CS03 | Z001 | V |  | F | RM | PD | ZABB | HGQ | 3410121000 | PC |  | 1 | CNXIHE4 | [5 empty] | 1 | 0 | PC | 2015-04-29 | 0 | PC
VTS-G1111-H423 | JDZX22-10C1 11/√3 0.1/√3 0.1/3kV |  | 121EL-VT |  |  | 129 | COMM | CS03 | Z001 | V |  | F | RM | PD | ZABB | HGQ | 3410121000 | PC |  | 1 | CNGELI3 | [5 empty] | 1 | 0 | PC | 2018-11-09 | 0 | PC
VTS-G1120-2030S | JDZXR22-10C1 11/v3 0.11/v3 Kv |  | 121EL-VT | 3GB |  | B12 | COMM | CS03 | Z001 | V |  | F | RM | PD | ZABB | HGQ | 3410121000 | PC |  | 1 | CNSHZEN2 | [5 empty] | 1 | 0 | PC | 2016-12-20 | 0 | PC
VTS-G1122-2423 | JDZX22-10C1 11/v3 0.11/v3 0.11/3kV |  | 121EL-VT | 3GB |  | B12 | COMM | CS03 | Z001 | V |  | F | RM | PD | ZABB | HGQ | 3410121000 | PC |  | 1 | CNDUYAN | [5 empty] | 1 | 0 | PC | 2018-05-30 | 0 | PC
VTS-G1122-4423 | JDZX22-10C1 11/v3 0.11/v3 0.11/3kV |  | 121EL-VT | 3GB |  | B03 | COMM | CS03 | Z001 | V |  | F | RM | PD | ZABB | HGQ | 3410121000 | PC |  | 1 | CNSHZEN2 | [5 empty] | 1 | 0 | PC | 2017-09-08 | 0 | PC
VTS-G1122-4423S | JDZXR22-10C1 11/v3 0.11/v3 0.11/3kV W.TU |  | 121EL-VT | 3GB |  | B12 | COMM | CS03 | Z001 | V |  | F | RM | PD | ZABB | HGQ | 3410121000 | PC |  | 1 | T_GUIHUA_YE | [5 empty] | 1 | 0 | PC | 2015-03-31 | 0 | PC
VTS-G1122-4423S-1 | JDZXR22-10C1 11/√3/0.11/√3/0.11/3kV |  | 121EL-VT | 3GB |  | 12H | COMM | CS03 | Z001 | V |  | F | RM | PD | ZABB | HGQ | 3410121000 | PC |  | 1 | CNDUYAN | [5 empty] | 1 | 0 | PC | 2020-10-22 | 0 | PC
VTS-G1122-4423S-2 | JDZX22-10C |  | 121EL-VT |  |  | 129 | COMM | CS03 | Z001 | V |  | F | RM | PD | ZABB | HGQ | 3410121000 | PC |  | 1 | CNWEZHO25 | [5 empty] | 1 | 0 | PC | 2022-02-09 | 0 | PC
VTS-G1122-4423S1 | JDZXR23-10 11/v3 0.11/v3 0.11/3kV |  | 121EL-VT | 3GB |  | B12 | COMM | CS03 | Z001 | V |  | F | RM | PD | ZABB | HGQ | 3410121000 | PC |  | 1 | CNXIHE4 | [5 empty] | 1 | 0 | PC | 2017-11-20 | 0 | PC
VTS-G1122-4821 | JDZX22-10C1 11000/v3 110/v3 110/3V |  | 121EL-VT |  |  | 129 | COMM | CS03 | Z001 | V |  | F | RM | PD | ZABB | HGQ | 3410121000 | PC |  | 1 | CNJOCHE21 | [5 empty] | 1 | 0 | PC | 2020-09-11 | 0 | PC
VTS-G1122-G423 | JDZX28-10C1 11/v3 0.11/v3 0.11/3kV |  | 121EL-VT | 3GB |  | 12H | COMM | CS03 | Z001 | V |  | F | RM | PD | ZABB | HGQ | 3410121000 | PC |  | 1 | CNDUYAN | [5 empty] | 1 | 0 | PC | 2021-01-04 | 0 | PC
VTS-G1124-223CS | JDZXR22-10C1 11/v3 0.11/v3 0.11/v3Kv |  | 121EL-VT | 3GB |  | B12 | COMM | CS03 | Z001 | V |  | F | RM | PD | ZABB | HGQ | 3410121000 | PC |  | 1 | CNSHZEN2 | [5 empty] | 1 | 0 | PC | 2016-12-20 | 0 | PC
VTS-G12337-222113 | JDZX23-10 12/v3 0.12/v3 0.12/v3 0.12/3kV |  | 121EL-VT | 3GB |  | B12 | COMM | CS03 | Z001 | V |  | F | RM | PD | ZABB | HGQ | 3410121000 | PC |  | 1 | CNSHZEN2 | [5 empty] | 1 | 0 | PC | 2017-09-30 | 0 | PC
VTS-G12337-222113S | JDZXR23-10 12/v3 0.12/v3 0.12/v3 0.12/3k |  | 121EL-VT | 3GB |  | B12 | COMM | CS03 | Z001 | V |  | F | RM | PD | ZABB | HGQ | 3410121000 | PC |  | 1 | CNSHZEN2 | [5 empty] | 1 | 0 | PC | 2017-09-30 | 0 | PC
VTS-G12337222113-1 | JDZX22-10W-N 12/v3 0.12/v3 0.12/v3 0.12/ |  | 121EL-VT | 3GB |  | B12 | COMM | CS03 | Z001 | V |  | F | RM | PD | ZABB | HGQ | 3410121000 | PC |  | 1 | CNSHZEN2 | [5 empty] | 1 | 0 | PC | 2017-10-20 | 0 | PC
VTS-G1237-4413S | JDZXR24-10 12/v3 0.12/v3 0.12/3kV |  | 121EL-VT | 3GB |  | B12 | COMM | CS03 | Z001 | V |  | F | RM | PD | ZABB | HGQ | 3410121000 | PC |  | 1 | CNSHZEN2 | [5 empty] | 1 | 0 | PC | 2017-09-30 | 0 | PC
VTS-G1410-2020S | JDZXR22-10C1 10.5/v3 0.1/v3 V |  | 121EL-VT | 3GB |  | 12H | COMM | CS03 | Z001 | V |  | F | RM | PD | ZABB | HGQ | 3410121000 | PC |  | 1 | CNJOCHE21 | [5 empty] | 1 | 0 | PC | 2021-08-25 | 0 | PC
VTS-G1410-4020S | JDZXR23-10 10.5/v3 0.1/v3kV 50VA/CL0.5 |  | 121EL-VT | 3GB |  | B12 | COMM | CS03 | Z001 | V |  | F | RM | PD | ZABB | HGQ | 3410121000 | PC |  | 1 | CNXIHE4 | [5 empty] | 1 | 0 | PC | 2016-05-25 | 0 | PC
VTS-G1410-I010S | JDZXR22-10C1 10.5/v3 0.1/v3 V |  | 121EL-VT | 3GB |  | 12H | COMM | CS03 | Z001 | V |  | F | RM | PD | ZABB | HGQ | 3410121000 | PC |  | 1 | CNJOCHE21 | [5 empty] | 1 | 0 | PC | 2021-08-25 | 0 | PC
VTS-G1410-L020S | JDZXR22-10C1 10.5/v3 0.1/v3 V |  | 121EL-VT | 3GB |  | 12H | COMM | CS03 | Z001 | V |  | F | RM | PD | ZABB | HGQ | 3410121000 | PC |  | 1 | CNJOCHE21 | [5 empty] | 1 | 0 | PC | 2021-08-25 | 0 | PC
VTS-G1411-2213S | JDZXR23-10 10.5/v3 0.1/v3 0.1/3kV |  | 121EL-VT | 3GB |  | B12 | COMM | CS03 | Z001 | V |  | F | RM | PD | ZABB | HGQ | 3410121000 | PC |  | 1 | CNBICHE8 | [5 empty] | 1 | 0 | PC | 2018-09-04 | 0 | PC
VTS-G1411-2413 | JDZX22-10C1 10500/v3 100/v3 100/3kV |  | 121EL-VT | 3GB |  | B12 | COMM | CS03 | Z001 | V |  | F | RM | PD | ZABB | HGQ | 3410121000 | PC |  | 1 | CNXIHE4 | [5 empty] | 1 | 0 | PC | 2016-01-11 | 0 | PC
VTS-G1411-2423 | JDZX22-10C1 10.5/v3 0.1/v3 0.1/3kV 0.5/3 |  | 121EL-VT | 3GB |  | B12 | COMM | CS03 | Z001 | V |  | F | RM | PD | ZABB | HGQ | 3410121000 | PC |  | 1 | T_GUIHUA_YE | [5 empty] | 1 | 0 | PC | 2015-05-19 | 0 | PC
VTS-G1411-2423S | JDZXR22-10C1 10.5/v3 0.1/v3 0.1/3kV 0.5/ |  | 121EL-VT | 3GB |  | B12 | COMM | CS03 | Z001 | V |  | F | RM | PD | ZABB | HGQ | 3410121000 | PC |  | 1 | T_GUIHUA_YE | [5 empty] | 1 | 0 | PC | 2015-05-19 | 0 | PC
VTS-G1411-4423 | JDZX22-10C1 10.5/v3 0.1/v3 0.1/3kV |  | 121EL-VT | 3GB |  | B12 | COMM | CS03 | Z001 | V |  | F | RM | PD | ZABB | HGQ | 3410121000 | PC |  | 1 | T_GUIHUA_YE | [5 empty] | 1 | 0 | PC | 2015-08-28 | 0 | PC
VTS-G1411-4423-1 | JDZX26-20 10.5/v3 0.1/v3 0.1/3 kV |  | 121EL-VT | 3GB |  | B12 | COMM | CS03 | Z001 | V |  | F | RM | PD | ZABB | HGQ | 3410121000 | PC |  | 1 | CNXIHE4 | [5 empty] | 1 | 0 | PC | 2016-08-19 | 0 | PC
VTS-G1411-4423S | JDZXR22-10C1 10.5/v3 0.1/v3 0.1/3kV |  | 121EL-VT | 3GB |  | B12 | COMM | CS03 | Z001 | V |  | F | RM | PD | ZABB | HGQ | 3410121000 | PC |  | 1 | CNXIHE4 | [5 empty] | 1 | 0 | PC | 2016-06-23 | 0 | PC
VTS-G1411-6823S | JDZXR23-10 10.5/v3 0.1/v3 0.1/3kV |  | 121EL-VT | 3GB |  | 12H | COMM | CS03 | Z001 | V |  | F | RM | PD | ZABB | HGQ | 3410121000 | PC |  | 1 | CNXIHE4 | [5 empty] | 1 | 0 | PC | 2016-05-25 | 0 | PC
VTS-G1411-8823 | JDZX22-10W-N 10.5/v3 0.1/v3 0.1/3kV |  | 121EL-VT | 3GB |  | B03 | COMM | CS03 | Z001 | V |  | F | RM | PD | ZABB | HGQ | 3410121000 | PC |  | 1 | CNSHZEN2 | [5 empty] | 1 | 0 | PC | 2018-03-09 | 0 | PC
VTS-G1411-8823S | JDZXR23-10 10/v3 0.1/v3 0.1/3kV |  | 121EL-VT | 3GB |  | B12 | COMM | CS03 | Z001 | V |  | F | RM | PD | ZABB | HGQ | 3410121000 | PC |  | 1 | CNZHZHO5 | [5 empty] | 1 | 0 | PC | 2018-04-16 | 0 | PC
VTS-G1411-8823S-1 | JDZXR23-10 10.5/v3 0.1/v3 0.1/3kV |  | 121EL-VT | 3GB |  | B12 | COMM | CS03 | Z001 | V |  | F | RM | PD | ZABB | HGQ | 3410121000 | PC |  | 1 | CNZHZHO5 | [5 empty] | 1 | 0 | PC | 2018-07-05 | 0 | PC
VTS-G1411-A823S | JDZXR24-10 10.5/v3 0.1/v3 0.1/3kV |  | 121EL-VT | 3GB |  | B12 | COMM | CS03 | Z001 | V |  | F | RM | PD | ZABB | HGQ | 3410121000 | PC |  | 1 | CNSHZEN2 | [5 empty] | 1 | 0 | PC | 2016-09-02 | 0 | PC
VTS-G1411-GI1F | JDZXR23-10 10.5/v3 0.1/v3 0.1/3Kv |  | 121EL-VT |  |  | 129 | COMM | CS03 | Z001 | V |  | F | RM | PD | ZABB | HGQ | 3410121000 | PC |  | 1 | CNZHZHA51 | [5 empty] | 1 | 0 | PC | 2020-05-28 | 0 | PC
VTS-G1411-HH1B | JDZXR23-10 10.5/v3 .1/v3 .1/v3kV |  | 121EL-VT | 3GB |  | B12 | COMM | CS03 | Z001 | V |  | F | RM | PD | ZABB | HGQ | 3410121000 | PC |  | 1 | CNSHZEN2 | [5 empty] | 1 | 0 | PC | 2017-05-16 | 0 | PC
VTS-G1411-HH23 | JDZXR23-10 10.5/v3 .1/v3 .1/v3kV |  | 121EL-VT | 3GB |  | B12 | COMM | CS03 | Z001 | V |  | F | RM | PD | ZABB | HGQ | 3410121000 | PC |  | 1 | CNSHZEN2 | [5 empty] | 1 | 0 | PC | 2017-05-16 | 0 | PC
VTS-G1411-HH83 | JDZXR23-10 10.5/v3 .1/v3 .1/3kV |  | 121EL-VT | 3GB |  | 12H | COMM | CS03 | Z001 | V |  | F | RM | PD | ZABB | HGQ | 3410121000 | PC |  | 1 | CNSHZEN2 | [5 empty] | 1 | 0 | PC | 2017-05-16 | 0 | PC
VTS-G1411-I413 | JDZX22-10C1 10.5/v3 0.1/v3 0.1/3kV |  | 121EL-VT | 3GB |  | 12H | COMM | CS03 | Z001 | V |  | F | RM | PD | ZABB | HGQ | 3410121000 | PC |  | 1 | CNSHZEN2 | [5 empty] | 1 | 0 | PC | 2017-07-16 | 0 | PC
VTS-G1411-I811S | JDZXR22-10C1 10.5/v3 0.1/v3 0.1/3kV |  | 121EL-VT | 3GB |  | 12H | COMM | CS03 | Z001 | V |  | F | RM | PD | ZABB | HGQ | 3410121000 | PC |  | 1 | CNJISU10 | [5 empty] | 1 | 0 | PC | 2021-11-02 | 0 | PC
VTS-G1411-I813S | JDZXR22-10C1 10.5/v3 0.1/v3 0.1/3kV |  | 121EL-VT | 3GB |  | 12H | COMM | CS03 | Z001 | V |  | F | RM | PD | ZABB | HGQ | 3410121000 | PC |  | 1 | CNJISU10 | [5 empty] | 1 | 0 | PC | 2021-11-02 | 0 | PC
VTS-G14111-222883S | JDZXR23-10 10.5/v3 0.1/v3 0.1/v3 0.1/3kV |  | 121EL-VT | 3GB |  | B12 | COMM | CS03 | Z001 | V |  | F | RM | PD | ZABB | HGQ | 3410121000 | PC |  | 1 | T_GUIHUA_YE | [5 empty] | 1 | 0 | PC | 2015-08-28 | 0 | PC
VTS-G14111-228123 | JDZX23-10 10.5/√3/0.1/√3/0.1/√3/0.1/3kV |  | 121EL-VT | 3GB |  | B12 | COMM | CS03 | Z001 | V |  | F | RM | PD | ZABB | HGQ | 3410121000 | PC |  | 1 | CNSHZEN2 | [5 empty] | 1 | 0 | PC | 2016-11-28 | 0 | PC
VTS-G14111-2G4121 | JDZX23-10 10.5/v3 0.1/v3 0.1/v3 0.1/3kV |  | 121EL-VT | 3GB |  | 12H | COMM | CS03 | Z001 | V |  | F | RM | PD | ZABB | HGQ | 3410121000 | PC |  | 1 | CNJOCHE21 | [5 empty] | 1 | 0 | PC | 2021-09-06 | 0 | PC
VTS-G14111-2G8123 | JDZX23-10 10.5/v3 0.1/v3 0.1/v3 0.1/3kV |  | 121EL-VT | 3GB |  | 12H | COMM | CS03 | Z001 | V |  | F | RM | PD | ZABB | HGQ | 3410121000 | PC |  | 1 | CNJOCHE21 | [5 empty] | 1 | 0 | PC | 2021-08-25 | 0 | PC
VTS-G14111-HH93 | JDZX23-10 10.5/√3/0.1/√3/0.1/√3/0.1/3kV |  | 121EL-VT | 3GB |  | B12 | COMM | CS03 | Z001 | V |  | F | RM | PD | ZABB | HGQ | 3410121000 | PC |  | 1 | CNSHZEN2 | [5 empty] | 1 | 0 | PC | 2017-05-16 | 0 | PC
VTS-G14111-I28123S | JDZX25-20NG-N 10.5/v3 0.1/v3 0.1/v3 0.1/ |  | 121EL-VT | 3GB |  | B12 | COMM | CS03 | Z001 | V |  | F | RM | PD | ZABB | HGQ | 3410121000 | PC |  | 1 | T_GUIHUA_YE | [5 empty] | 1 | 0 | PC | 2016-01-29 | 0 | PC
VTS-G14111-II2123 | JDZX22-10W-N 10.5/v3 0.1/v3 0.1/v3 0.1/3 |  | 121EL-VT | 3GB |  | 12H | COMM | CS03 | Z001 | V |  | F | RM | PD | ZABB | HGQ | 3410121000 | PC |  | 1 | CNSHZEN2 | [5 empty] | 1 | 0 | PC | 2017-07-16 | 0 | PC
VTS-G14111-II4123 | JDZX23-10 10.5/√3/0.1/√3/0.1/√3/0.1/3kV |  | 121EL-VT | 3GB |  | 12H | COMM | CS03 | Z001 | V |  | F | RM | PD | ZABB | HGQ | 3410121000 | PC |  | 1 | CNJOCHE21 | [5 empty] | 1 | 0 | PC | 2022-03-02 | 0 | PC
VTS-G14111-II4123S | JDZXR23-10 10.5/v3 0.1/v3 0.1/v3 0.1/3kV |  | 121EL-VT | 3GB |  | 12H | COMM | CS03 | Z001 | V |  | F | RM | PD | ZABB | HGQ | 3410121000 | PC |  | 1 | CNJOCHE21 | [5 empty] | 1 | 0 | PC | 2022-03-02 | 0 | PC
VTS-G1413-GI1FS | JDZXR23-10 10.5/v3 0.1/v3 0.1/v3kV |  | 121EL-VT | 3GB |  | 12H | COMM | CS03 | Z001 | V |  | F | RM | PD | ZABB | HGQ | 3410121000 | PC |  | 1 | CNSHYE6 | [5 empty] | 1 | 0 | PC | 2020-05-28 | 0 | PC
VTS-G1415-1413 | JDZX22-10C1 10.5/v3 0.1/v3 0.1kV |  | 121EL-VT | 3GB |  | 12H | COMM | CS03 | Z001 | V |  | F | RM | PD | ZABB | HGQ | 3410121000 | PC |  | 1 | CNADDEN | [5 empty] | 1 | 0 | PC | 2021-02-20 | 0 | PC
VTS-G1422-2223 | JDZX22-10C1 10.5/v3 0.11/v3 0.11/3kV 0.5 |  | 121EL-VT | 3GB |  | 12H | COMM | CS03 | Z001 | V |  | F | RM | PD | ZABB | HGQ | 3410121000 | PC |  | 1 | CNGELI3 | [5 empty] | 1 | 0 | PC | 2019-08-21 | 0 | PC
VTS-G1422-2293 | JDZX22-10C1 10.5/v3 0.11/v3 0.11/3kV 0.5 |  | 121EL-VT |  |  | 129 | COMM | CS03 | Z001 | V |  | F | RM | PD | ZABB | HGQ | 3410121000 | PC |  | 1 | CNGELI3 | [5 empty] | 1 | 0 | PC | 2019-11-05 | 0 | PC
VTS-G14222-LGL123 | JDZX23-10 10.5/v3 0.11/v3 0.11/v3 0.11/3 |  | 121EL-VT | 3GB |  | 12H | COMM | CS03 | Z001 | V |  | F | RM | PD | ZABB | HGQ | 3410121000 | PC |  | 1 | CNGELI3 | [5 empty] | 1 | 0 | PC | 2019-08-21 | 0 | PC
VTS-G14222-LGL183 | JDZX23-10 10.5/v3 0.11/v3 0.11/v3 0.11/3 |  | 121EL-VT | 3GB |  | 12H | COMM | CS03 | Z001 | V |  | F | RM | PD | ZABB | HGQ | 3410121000 | PC |  | 1 | CNGELI3 | [5 empty] | 1 | 0 | PC | 2019-09-17 | 0 | PC
VTS-G2010-2010 | JDZX26-20 20/v3 0.1/v3 kV 30VA/CL0.2 |  | 121EL-VT | 3GB |  | 12H | COMM | CS03 | Z001 | V |  | F | RM | PD | ZABB | HGQ | 3410121000 | PC |  | 1 | CNDUYAN | [5 empty] | 1 | 0 | PC | 2018-09-19 | 0 | PC
VTS-G2010-2010S | JDZXR26-20 20/v3 0.1/v3 30VA/CL0.2 |  | 121EL-VT | 3GB |  | 12H | COMM | CS03 | Z001 | V |  | F | RM | PD | ZABB | HGQ | 3410121000 | PC |  | 1 | CNSHZEN2 | [5 empty] | 1 | 0 | PC | 2018-01-08 | 0 | PC
VTS-G2010-4020 | JDZX25-20NG-N 20/v3 0.1/v3KV,50VA/CL0.5 |  | 121EL-VT | 3GB |  | B12 | COMM | CS03 | Z001 | V |  | F | RM | PD | ZABB | HGQ | 3410121000 | PC |  | 1 | T_GUIHUA_YE | [5 empty] | 1 | 0 | PC | 2016-01-18 | 0 | PC
VTS-G2010-4030S | JDZXR26-20 20/v3 0.1/v3 50VA/CL0.5 |  | 121EL-VT | 3GB |  | 12H | COMM | CS03 | Z001 | V |  | F | RM | PD | ZABB | HGQ | 3410121000 | PC |  | 1 | CNXIHE4 | [5 empty] | 1 | 0 | PC | 2015-11-18 | 0 | PC
VTS-G2010-9020S | JDZX25-20NG-N 20/v3 0.1/v3KV |  | 121EL-VT | 3GB |  | B12 | COMM | CS03 | Z001 | V |  | F | RM | PD | ZABB | HGQ | 3410121000 | PC |  | 1 | T_GUIHUA_YE | [5 empty] | 1 | 0 | PC | 2016-02-25 | 0 | PC
VTS-G2010-I010 | JDZX25-20NG-N 20/v3 0.1/v3KV，20VA/CL0.2 |  | 121EL-VT | 3GB |  | B12 | COMM | CS03 | Z001 | V |  | F | RM | PD | ZABB | HGQ | 3410121000 | PC |  | 1 | T_GUIHUA_YE | [5 empty] | 1 | 0 | PC | 2016-01-06 | 0 | PC
VTS-G2010-I010-1 | JDZX26-20 20/v3 0.1/v3 kV |  | 121EL-VT | 3GB |  | B12 | COMM | CS03 | Z001 | V |  | F | RM | PD | ZABB | HGQ | 3410121000 | PC |  | 1 | CNXIHE4 | [5 empty] | 1 | 0 | PC | 2016-12-14 | 0 | PC
VTS-G2010-I010S | JDZXR26-20 20/v3 0.1/v3 20VA/CL0.2 |  | 121EL-VT | 3GB |  | B12 | COMM | CS03 | Z001 | V |  | F | RM | PD | ZABB | HGQ | 3410121000 | PC |  | 1 | CNXIHE4 | [5 empty] | 1 | 0 | PC | 2015-11-18 | 0 | PC
VTS-G2010-I080 | JDZX26-20 20/v3 0.1/v3 kV |  | 121EL-VT | 3GB |  | B03 | COMM | CS03 | Z001 | V |  | F | RM | PD | ZABB | HGQ | 3410121000 | PC |  | 1 | CNSHZEN2 | [5 empty] | 1 | 0 | PC | 2017-11-03 | 0 | PC
VTS-G2010-J020S | JSZVR13-20 20000/100V,80VA/CL0.5 W.TUBE |  | 121EL-VT | 3GB |  | 12H | COMM | CS03 | Z001 | V |  | F | RM | PD | ZABB | HGQ | 3410121000 | PC |  | 1 | CNJOCHE21 | [5 empty] | 1 | 0 | PC | 2021-03-31 | 0 | PC
VTS-G2010-L010S | JDZX25-20NG-N 20/v3 0.1/v3,10VA/CL0.2 |  | 121EL-VT | 3GB |  | B12 | COMM | CS03 | Z001 | V |  | F | RM | PD | ZABB | HGQ | 3410121000 | PC |  | 1 | CNDUYAN | [5 empty] | 1 | 0 | PC | 2018-07-13 | 0 | PC
VTS-G2010-L020 | JDZX26-20 20/v3 0.1/v3 kV |  | 121EL-VT | 3GB |  | 12H | COMM | CS03 | Z001 | V |  | F | RM | PD | ZABB | HGQ | 3410121000 | PC |  | 1 | CNJOCHE21 | [5 empty] | 1 | 0 | PC | 2021-03-22 | 0 | PC
VTS-G2011-2423 | JDZX25-20NG-N 20/√3 0.1/√3 0.1/3KV |  | 121EL-VT | 3GB |  | B12 | COMM | CS03 | Z001 | V |  | F | RM | PD | ZABB | HGQ | 3410121000 | PC |  | 1 | CNXIHE4 | [5 empty] | 1 | 0 | PC | 2016-06-27 | 0 | PC
VTS-G2011-2423S | JDZX25-20NG-N 20/√3 0.1/√3 0.1/3KV |  | 121EL-VT | 3GB |  | 12H | COMM | CS03 | Z001 | V |  | F | RM | PD | ZABB | HGQ | 3410121000 | PC |  | 1 | CNXIHE4 | [5 empty] | 1 | 0 | PC | 2017-06-14 | 0 | PC
VTS-G2011-2423S-1 | JDZXR26-20 20/v3 0.1/v3 0.1/3kV |  | 121EL-VT | 3GB |  | 12H | COMM | CS03 | Z001 | V |  | F | RM | PD | ZABB | HGQ | 3410121000 | PC |  | 1 | CNXIHE4 | [5 empty] | 1 | 0 | PC | 2017-06-14 | 0 | PC
VTS-G2011-2813S | JDZXR26-20 20/v3 0.1/v3 0.1/3kV |  | 121EL-VT | 3GB |  | B12 | COMM | CS03 | Z001 | V |  | F | RM | PD | ZABB | HGQ | 3410121000 | PC |  | 1 | CNXIHE4 | [5 empty] | 1 | 0 | PC | 2017-08-17 | 0 | PC
VTS-G2011-2813S-1 | JDZXR26-20 20/v3 0.1/v3 0.1/3kV |  | 121EL-VT | 3GB |  | B12 | COMM | CS03 | Z001 | V |  | F | RM | PD | ZABB | HGQ | 3410121000 | PC |  | 1 | CNXIHE4 | [5 empty] | 1 | 0 | PC | 2017-10-09 | 0 | PC
VTS-G2011-4421S | JDZX25-20NG-N 20/v3 0.1/v3 0.1/3KV |  | 121EL-VT | 3GB |  | B12 | COMM | CS03 | Z001 | V |  | F | RM | PD | ZABB | HGQ | 3410121000 | PC |  | 1 | CNXIHE4 | [5 empty] | 1 | 0 | PC | 2016-12-15 | 0 | PC
VTS-G2011-4423 | JDZX26-20 20/v3 0.1/v3 0.1/3 kV |  | 121EL-VT | 3GB |  | 12H | COMM | CS03 | Z001 | V |  | F | RM | PD | ZABB | HGQ | 3410121000 | PC |  | 1 | CNXIHE4 | [5 empty] | 1 | 0 | PC | 2017-03-13 | 0 | PC
VTS-G2011-4423S | JDZXR26-20 20/v3 0.1/v3 0.1/3kV |  | 121EL-VT | 3GB |  | 12H | COMM | CS03 | Z001 | V |  | F | RM | PD | ZABB | HGQ | 3410121000 | PC |  | 1 | T_GUIHUA_YE | [5 empty] | 1 | 0 | PC | 2016-01-11 | 0 | PC
VTS-G2011-4423S-1 | JDZX25-20NG-N 20/v3 0.1/v3 0.1/3KV，50VA/ |  | 121EL-VT | 3GB |  | 12H | COMM | CS03 | Z001 | V |  | F | RM | PD | ZABB | HGQ | 3410121000 | PC |  | 1 | CNSHZEN2 | [5 empty] | 1 | 0 | PC | 2016-04-07 | 0 | PC
VTS-G2011-4823 | JDZX25-20NG-N 20/v3 0.1/v3 0.1/3KV，50VA/ |  | 121EL-VT | 3GB |  | B12 | COMM | CS03 | Z001 | V |  | F | RM | PD | ZABB | HGQ | 3410121000 | PC |  | 1 | T_GUIHUA_YE | [5 empty] | 1 | 0 | PC | 2016-01-06 | 0 | PC
VTS-G2011-4823-1 | JDZX26-20 20/v3 0.1/v3 0.1/3 kV |  | 121EL-VT | 3GB |  | B12 | COMM | CS03 | Z001 | V |  | F | RM | PD | ZABB | HGQ | 3410121000 | PC |  | 1 | CNSAQIN | [5 empty] | 1 | 0 | PC | 2018-02-05 | 0 | PC
VTS-G2011-4823S | JDZXR26-20 20/v3 0.1/v3 0.1/3kV 50VA/CL0 |  | 121EL-VT | 3GB |  | B12 | COMM | CS03 | Z001 | V |  | F | RM | PD | ZABB | HGQ | 3410121000 | PC |  | 1 | CNXIHE4 | [5 empty] | 1 | 0 | PC | 2015-11-18 | 0 | PC
VTS-G2011-G821 | JDZX26-20 20/v3¦0.1/v3¦0.1/3 kV |  | 121EL-VT |  |  | B03 | COMM | CS03 | Z001 | V |  | F | RM | PD | ZABB | HGQ | 3410121000 | PC |  | 1 | CNXIHE4 | [5 empty] | 1 | 0 | PC | 2017-02-22 | 0 | PC
VTS-G2011-G821S | JDZX25-20NG-N 20/v3¦0.1/v3¦0.1/3 kV |  | 121EL-VT | 3GB |  | B12 | COMM | CS03 | Z001 | V |  | F | RM | PD | ZABB | HGQ | 3410121000 | PC |  | 1 | CNXIHE4 | [5 empty] | 1 | 0 | PC | 2017-02-24 | 0 | PC
VTS-G2011-J823S | JDZXR26-20 20000/v3 100/v3 100/3V |  | 121EL-VT | 3GB |  | B12 | COMM | CS03 | Z001 | V |  | F | RM | PD | ZABB | HGQ | 3410121000 | PC |  | 1 | CNXIHE4 | [5 empty] | 1 | 0 | PC | 2016-09-23 | 0 | PC
VTS-G20111-1I8123S | JDZX25-20NG-N 20/v3 .1/v3 .1/v3 .1/3 kV |  | 121EL-VT |  |  | B03 | COMM | CS03 | Z001 | V |  | F | RM | PD | ZABB | HGQ | 3410121000 | PC |  | 1 | CNXIHE4 | [5 empty] | 1 | 0 | PC | 2016-09-01 | 0 | PC
VTS-G20111-228123S | JDZX25-20 20/v3 0.1/v3 0.1/v3 0.1/3kV |  | 121EL-VT | 3GB |  | B12 | COMM | CS03 | Z001 | V |  | F | RM | PD | ZABB | HGQ | 3410121000 | PC |  | 1 | CNGELI3 | [5 empty] | 1 | 0 | PC | 2018-10-23 | 0 | PC
VTS-G20111-244123S | JDZX25-20NG-N 20/v3 .1/v3 .1/v3 .1/3 kV |  | 121EL-VT | 3GB |  | B12 | COMM | CS03 | Z001 | V |  | F | RM | PD | ZABB | HGQ | 3410121000 | PC |  | 1 | CNXIHE4 | [5 empty] | 1 | 0 | PC | 2017-10-17 | 0 | PC
VTS-G20111-2G4223S | JDZXR26-20 20/v3 0.1/v3 0.1/v3 0.1/3kV |  | 121EL-VT | 3GB |  | B12 | COMM | CS03 | Z001 | V |  | F | RM | PD | ZABB | HGQ | 3410121000 | PC |  | 1 | CNXIHE4 | [5 empty] | 1 | 0 | PC | 2018-01-19 | 0 | PC
VTS-G20111-I24123S | JDZX25-20NG-N 20/v3 0.1/v3 0.1/v3 0.1/3k |  | 121EL-VT | 3GB |  | B12 | COMM | CS03 | Z001 | V |  | F | RM | PD | ZABB | HGQ | 3410121000 | PC |  | 1 | CNXIHE4 | [5 empty] | 1 | 0 | PC | 2017-11-01 | 0 | PC
VTS-G20111-I28123S | JDZXR26-20 20/√3/0.1/√3kV/0.1/√3kV/0.1/ |  | 121EL-VT | 3GB |  | 12H | COMM | CS03 | Z001 | V |  | F | RM | PD | ZABB | HGQ | 3410121000 | PC |  | 1 | CNJOCHE21 | [5 empty] | 1 | 0 | PC | 2021-02-26 | 0 | PC
VTS-G20111-II8123 | JDZXR26-20 20/v3 0.1/v3 0.1/v3 0.1/3kV |  | 121EL-VT | 3GB |  | B12 | COMM | CS03 | Z001 | V |  | F | RM | PD | ZABB | HGQ | 3410121000 | PC |  | 1 | CNXIHE4 | [5 empty] | 1 | 0 | PC | 2017-11-27 | 0 | PC
VTS-G2013-1111 | JDZX26-20 20/v3¦0.1/v3¦0.1/v3 kV |  | 121EL-VT | 3GB |  | B12 | COMM | CS03 | Z001 | V |  | F | RM | PD | ZABB | HGQ | 3410121000 | PC |  | 1 | CNXIHE4 | [5 empty] | 1 | 0 | PC | 2017-02-22 | 0 | PC
VTS-G2013-111AS | JDZX25-20NG-N 20/v3 .1/v3 .1/v3 |  | 121EL-VT | 3GB |  | B12 | COMM | CS03 | Z001 | V |  | F | RM | PD | ZABB | HGQ | 3410121000 | PC |  | 1 | CNXIHE4 | [5 empty] | 1 | 0 | PC | 2017-09-01 | 0 | PC
VTS-G2013-111AS-1 | JDZX25-20NG-N 20/v3 0.1/v3 0.1/v3 |  | 121EL-VT | 3GB |  | 12H | COMM | CS03 | Z001 | V |  | F | RM | PD | ZABB | HGQ | 3410121000 | PC |  | 1 | CNGELI3 | [5 empty] | 1 | 0 | PC | 2018-10-17 | 0 | PC
VTS-G2013-111BS | JDZXR26-20-D 20/V3丨0.1/V3丨0.1/V3 KV |  | 121EL-VT | 3GB |  | B12 | COMM | CS03 | Z001 | V |  | F | RM | PD | ZABB | HGQ | 3410121000 | PC |  | 1 | CNDUYAN | [5 empty] | 1 | 0 | PC | 2018-08-31 | 0 | PC
VTS-G2013-2H3CS | JDZXR26-20 20/v3 0.1/v3kV 0.1/v3 kV |  | 121EL-VT | 3GB |  | 12H | COMM | CS03 | Z001 | V |  | F | RM | PD | ZABB | HGQ | 3410121000 | PC |  | 1 | CNJISU10 | [5 empty] | 1 | 0 | PC | 2021-12-02 | 0 | PC
VTS-G2013-L212S | JDZXR26-20 20/v3 0.1/v3 0.1/v3kV |  | 121EL-VT | 3GB |  | B12 | COMM | CS03 | Z001 | V |  | F | RM | PD | ZABB | HGQ | 3410121000 | PC |  | 1 | CNXIHE4 | [5 empty] | 1 | 0 | PC | 2017-11-08 | 0 | PC
VTS-G2013-LL1A | JDZX26-20 20/v3 0.1/v3 0.1/v3 kV |  | 121EL-VT | 3GB |  | B12 | COMM | CS03 | Z001 | V |  | F | RM | PD | ZABB | HGQ | 3410121000 | PC |  | 1 | CNXIHE4 | [5 empty] | 1 | 0 | PC | 2017-11-08 | 0 | PC
VTS-G2015-4823S | JDZX25-20 20/v3 0.1/v3 0.1KV，50VA/CL0.5， |  | 121EL-VT | 3GB |  | B12 | COMM | CS03 | Z001 | V |  | F | RM | PD | ZABB | HGQ | 3410121000 | PC |  | 1 | CNSHZEN2 | [5 empty] | 1 | 0 | PC | 2016-04-07 | 0 | PC
VTS-G2022-1123S | JDZXR26-20 20kV/V3:0.11kV/V3 0.5 15VA |  | 121EL-VT |  |  | 129 | COMM | CS03 | Z001 | V |  | F | RM | PD | ZABB | HGQ | 3410121000 | PC |  | 1 | CNJOCHE21 | [5 empty] | 1 | 0 | PC | 2021-07-08 | 0 | PC
VTS-G2022-2421S | JDZXR26-20 20/v3 0.11/v3 0.11/3kV CL0.5/ |  | 121EL-VT | 3GB |  | B12 | COMM | CS03 | Z001 | V |  | F | RM | PD | ZABB | HGQ | 3410121000 | PC |  | 1 | CNXIHE4 | [5 empty] | 1 | 0 | PC | 2015-07-23 | 0 | PC
VTS-G2022-4423S | JDZXR26-20 20/v3 0.11/v3 0.11/3kV |  | 121EL-VT | 3GB |  | B12 | COMM | CS03 | Z001 | V |  | F | RM | PD | ZABB | HGQ | 3410121000 | PC |  | 1 | CNXIHE4 | [5 empty] | 1 | 0 | PC | 2017-10-21 | 0 | PC
VTS-G2022-4823S | JDZXR26-20 20/v3 0.11/v3 0.11/3kV |  | 121EL-VT | 3GB |  | B12 | COMM | CS03 | Z001 | V |  | F | RM | PD | ZABB | HGQ | 3410121000 | PC |  | 1 | CNXIHE4 | [5 empty] | 1 | 0 | PC | 2017-01-22 | 0 | PC
VTS-G2022-8833S | JDZXR26-20 20/v3 0.11/v3 0.11/3kV |  | 121EL-VT | 3GB |  | B12 | COMM | CS03 | Z001 | V |  | F | RM | PD | ZABB | HGQ | 3410121000 | PC |  | 1 | CNXIHE4 | [5 empty] | 1 | 0 | PC | 2017-01-18 | 0 | PC
VTS-G2022-J821S | JDZXR26-20 20/v3 0.11/v3 0.11/3kV |  | 121EL-VT | 3GB |  | B12 | COMM | CS03 | Z001 | V |  | F | RM | PD | ZABB | HGQ | 3410121000 | PC |  | 1 | CNXIHE4 | [5 empty] | 1 | 0 | PC | 2017-10-09 | 0 | PC
VTS-G2022-J823S | JDZXR26-20 20/v3 0.11/v3 0.11/3kV |  | 121EL-VT | 3GB |  | B12 | COMM | CS03 | Z001 | V |  | F | RM | PD | ZABB | HGQ | 3410121000 | PC |  | 1 | CNXIHE4 | [5 empty] | 1 | 0 | PC | 2017-10-21 | 0 | PC
VTS-G2037-4423S | JDZXR26-20 20/v3 0.12/v3 0.12/3kV |  | 121EL-VT | 3GB |  | B12 | COMM | CS03 | Z001 | V |  | F | RM | PD | ZABB | HGQ | 3410121000 | PC |  | 1 | CNXIHE4 | [5 empty] | 1 | 0 | PC | 2016-11-17 | 0 | PC
VTS-G2037-4823S | JDZXR26-20 20/v3 0.12/v3 0.12/3kV |  | 121EL-VT | 3GB |  | 12H | COMM | CS03 | Z001 | V |  | F | RM | PD | ZABB | HGQ | 3410121000 | PC |  | 1 | CNXIHE4 | [5 empty] | 1 | 0 | PC | 2016-12-01 | 0 | PC
VTS-G20F0-2010 | JDZX25-20NG-N 20/0.1kV，30VA/CL 0.2 |  | 121EL-VT | 3GB |  | 12H | COMM | CS03 | Z001 | V |  | F | RM | PD | ZABB | HGQ | 3410121000 | PC |  | 1 | CNDUYAN | [5 empty] | 1 | 0 | PC | 2020-09-16 | 0 | PC
VTS-G20F0-2010-1 | JDZX25-20NG-A 20/0.1kV，30VA/CL 0.2 |  | 121EL-VT | 3GB |  | 12H | COMM | CS03 | Z001 | V |  | F | RM | PD | ZABB | HGQ | 3410121000 | PC |  | 1 | CNDUYAN | [5 empty] | 1 | 0 | PC | 2020-09-16 | 0 | PC
VTS-G20F0-4020S | JDZX25-20NG-A 20/0.1kV，50VA/CL 0.5 |  | 121EL-VT | 3GB |  | B12 | COMM | CS03 | Z001 | V |  | F | RM | PD | ZABB | HGQ | 3410121000 | PC |  | 1 | CNXIHE4 | [5 empty] | 1 | 0 | PC | 2018-01-24 | 0 | PC
VTS-G20F0-4020S-1 | JDZX25-20NG-N 20/0.1kV，50VA/CL 0.5 |  | 121EL-VT | 3GB |  | 12H | COMM | CS03 | Z001 | V |  | F | RM | PD | ZABB | HGQ | 3410121000 | PC |  | 1 | CNXIHE4 | [5 empty] | 1 | 0 | PC | 2018-01-24 | 0 | PC
VTS-G20F0-4020S-2 | JSZVR13-20 20000/100V,50VA/CL0.5 W.TUBE |  | 121EL-VT | 3GB |  | 12H | COMM | CS03 | Z001 | V |  | F | RM | PD | ZABB | HGQ | 3410121000 | PC |  | 1 | CNDUYAN | [5 empty] | 1 | 0 | PC | 2020-12-02 | 0 | PC
VTS-G20F0-9020S | JDZX25-20NG-A 20/0.1kV;120VA/CL0.5 |  | 121EL-VT | 3GB |  | B12 | COMM | CS03 | Z001 | V |  | F | RM | PD | ZABB | HGQ | 3410121000 | PC |  | 1 | CNDUYAN | [5 empty] | 1 | 0 | PC | 2018-03-09 | 0 | PC
VTS-G20F0-9020S-1 | JDZX25-20NG-N 20/0.1kV;120VA/CL0.5 |  | 121EL-VT | 3GB |  | B12 | COMM | CS03 | Z001 | V |  | F | RM | PD | ZABB | HGQ | 3410121000 | PC |  | 1 | CNDUYAN | [5 empty] | 1 | 0 | PC | 2018-03-26 | 0 | PC
VTS-G20F5-111AS | JDZX25-20NG-A 20/0.1/0.1kV CL0.2/CL0.2 |  | 121EL-VT | 3GB |  | B12 | COMM | CS03 | Z001 | V |  | F | RM | PD | ZABB | HGQ | 3410121000 | PC |  | 1 | CNDUYAN | [5 empty] | 1 | 0 | PC | 2018-03-09 | 0 | PC
VTS-G20F5-111AS-1 | JDZX25-20NG-N 20/0.1/0.1kV CL0.2/CL0.2 |  | 121EL-VT | 3GB |  | B12 | COMM | CS03 | Z001 | V |  | F | RM | PD | ZABB | HGQ | 3410121000 | PC |  | 1 | CNDUYAN | [5 empty] | 1 | 0 | PC | 2018-03-26 | 0 | PC
VTS-G2430-G010 | JDZXR26-20 24/v3 0.12/v3 0.2 40VA |  | 121EL-VT |  |  | 129 | COMM | CS03 | Z001 | V |  | F | RM | PD | ZABB | HGQ | 3410121000 | PC |  | 1 | CNMAZHA43 | [5 empty] | 1 | 0 | PC | 2021-03-01 | 0 | PC
VTS-G30111-228123S | JDZXR22-35C 30/v3 0.1/v3 0.1/v3 0.1/3kV |  | 121EL-VT | 3GB |  | B12 | COMM | CS03 | Z001 | V |  | F | RM | PD | ZABB | HGQ | 3410121000 | PC |  | 1 | CNXIHE4 | [5 empty] | 1 | 0 | PC | 2017-05-19 | 0 | PC
VTS-G3311-4823S | JDZXR22-35C 33/v3 .1/v3 .1/3kV 0.5/3P |  | 121EL-VT | 3GB |  | B12 | COMM | CS03 | Z001 | V |  | F | RM | PD | ZABB | HGQ | 3410121000 | PC |  | 1 | CNERZHA11 | [5 empty] | 1 | 0 | PC | 2018-06-11 | 0 | PC
VTS-G3311-8423S | JDZXR22-35C 33/v3 .1/v3 .1/3kV 0.5/3P |  | 121EL-VT |  |  | B03 | COMM | CS03 | Z001 | V |  | F | RM | PD | ZABB | HGQ | 3410121000 | PC |  | 1 | CNERZHA11 | [5 empty] | 1 | 0 | PC | 2018-06-08 | 0 | PC
VTS-G33111-444281S | JDZXR22-35C 33/v3 0.1/v3 0.1/v3 0.1/3kV |  | 121EL-VT | 3GB |  | 12H | COMM | CS03 | Z001 | V |  | F | RM | PD | ZABB | HGQ | 3410121000 | PC |  | 1 | CNGELI3 | [5 empty] | 1 | 0 | PC | 2019-06-13 | 0 | PC
VTS-G3322-H413S | JDZXR22-35C 33/v3 0.11/v3 0.11/3kV |  | 121EL-VT | 3GB |  | 12H | COMM | CS03 | Z001 | V |  | F | RM | PD | ZABB | HGQ | 3410121000 | PC |  | 1 | CNJISU10 | [5 empty] | 1 | 0 | PC | 2022-04-22 | 0 | PC
VTS-G3322-I413 | JDZX22-35W 33/√3/0.11/√3kV/0.11/3 |  | 121EL-VT |  |  | 129 | COMM | CS03 | Z001 | V |  | F | RM | PD | ZABB | HGQ | 3410121000 | PC |  | 1 | CNJOCHE21 | [5 empty] | 1 | 0 | PC | 2020-07-22 | 0 | PC
VTS-G3324-H413S | JDZXR22-35C 33/v3 0.11/v3 0.11/3kV |  | 121EL-VT |  |  | 129 | COMM | CS03 | Z001 | V |  | F | RM | PD | ZABB | HGQ | 3410121000 | PC |  | 1 | CNJISU10 | [5 empty] | 1 | 0 | PC | 2022-04-22 | 0 | PC
VTS-G3510-2010 | JDZX22-35W 35/v3 0.1/v3 kV 30VA/CL0.2 |  | 121EL-VT | 3GB |  | B12 | COMM | CS03 | Z001 | V |  | F | RM | PD | ZABB | HGQ | 3410121000 | PC |  | 1 | T_GUIHUA_YE | [5 empty] | 1 | 0 | PC | 2014-05-20 | 0 | PC
VTS-G3510-2010-1 | JDZX23G-35 35/v3 .1/v3 kV 0.2/30VA |  | 121EL-VT | 3GB |  | B03 | COMM | CS03 | Z001 | V |  | F | RM | PD | ZABB | HGQ | 3410121000 | PC |  | 1 | CNZHZHO5 | [5 empty] | 1 | 0 | PC | 2017-06-05 | 0 | PC
VTS-G3510-2010S | JDZXR22-35C 35/v3 0.1/v3kV 30VA/CL0.2 |  | 121EL-VT | 3GB |  | B12 | COMM | CS03 | Z001 | V |  | F | RM | PD | ZABB | HGQ | 3410121000 | PC |  | 1 | CNXIHE4 | [5 empty] | 1 | 0 | PC | 2012-11-15 | 0 | PC
VTS-G3510-2010S-1 | JDZXR22-35C 35/v3 0.1/v3kV |  | 121EL-VT | 3GB |  | 12H | COMM | CS03 | Z001 | V |  | F | RM | PD | ZABB | HGQ | 3410121000 | PC |  | 1 | CNXIHE4 | [5 empty] | 1 | 0 | PC | 2017-09-28 | 0 | PC
VTS-G3510-2010S-2 | JDZXR22-35C 35/v3 0.1/v3kV,30VA/CL0.2 |  | 121EL-VT |  |  | B03 | COMM | CS03 | Z001 | V |  | F | RM | PD | ZABB | HGQ | 3410121000 | PC |  | 1 | CNDUYAN | [5 empty] | 1 | 0 | PC | 2018-05-29 | 0 | PC
VTS-G3510-2020 | JDZX22-35W 35/v3 0.1/v3kV |  | 121EL-VT | 3GB |  | 12H | COMM | CS03 | Z001 | V |  | F | RM | PD | ZABB | HGQ | 3410121000 | PC |  | 1 | CNJISU10 | [5 empty] | 1 | 0 | PC | 2021-10-14 | 0 | PC
VTS-G3510-2020S | JDZXR22-35C 35/v3 0.1/v3kV |  | 121EL-VT | 3GB |  | 12H | COMM | CS03 | Z001 | V |  | F | RM | PD | ZABB | HGQ | 3410121000 | PC |  | 1 | CNJOCHE21 | [5 empty] | 1 | 0 | PC | 2021-09-08 | 0 | PC
VTS-G3510-4010S | JDZXR22-35C 35/v3 0.1/v3kV |  | 121EL-VT | 3GB |  | 12H | COMM | CS03 | Z001 | V |  | F | RM | PD | ZABB | HGQ | 3410121000 | PC |  | 1 | CNJOCHE21 | [5 empty] | 1 | 0 | PC | 2020-12-09 | 0 | PC
VTS-G3510-4020S | JDZXR22-35C 35/v3 0.1/v3kV |  | 121EL-VT |  |  | B03 | COMM | CS03 | Z001 | V |  | F | RM | PD | ZABB | HGQ | 3410121000 | PC |  | 1 | CNXIHE4 | [5 empty] | 1 | 0 | PC | 2017-05-16 | 0 | PC
VTS-G3510-4020S-1 | JDZXR22-35C 35/v3 0.1/v3kV |  | 121EL-VT | 3GB |  | 12H | COMM | CS03 | Z001 | V |  | F | RM | PD | ZABB | HGQ | 3410121000 | PC |  | 1 | CNJOCHE21 | [5 empty] | 1 | 0 | PC | 2021-07-27 | 0 | PC
VTS-G3510-G010 | JDZX22-35W 35/v3 0.1/v3kV |  | 121EL-VT | 3GB |  | B12 | COMM | CS03 | Z001 | V |  | F | RM | PD | ZABB | HGQ | 3410121000 | PC |  | 1 | CNXIHE4 | [5 empty] | 1 | 0 | PC | 2016-10-28 | 0 | PC
VTS-G3510-I010 | JDZX22-35W 35/v3 0.1/v3kV 20VA/CL0.2 |  | 121EL-VT | 3GB |  | B12 | COMM | CS03 | Z001 | V |  | F | RM | PD | ZABB | HGQ | 3410121000 | PC |  | 1 | CNXIHE4 | [5 empty] | 1 | 0 | PC | 2017-09-09 | 0 | PC
VTS-G3510-L010-1 | JDZX22-35W 35/v3 0.1/v3 kV 10VA/CL0.2 |  | 121EL-VT | 3GD |  | 12H | COMM | CS03 | Z001 | V |  | F | RM | PD | ZABB | HGQ | 3410121000 | PC |  | 1 | CNJOCHE21 | [5 empty] | 1 | 0 | PC | 2022-03-11 | 0 | PC
VTS-G3510-L010S | JDZXR22-35C 35/v3 0.1/v3kV 10VA/CL0.2 |  | 121EL-VT | 3GB |  | B12 | COMM | CS03 | Z001 | V |  | F | RM | PD | ZABB | HGQ | 3410121000 | PC |  | 1 | CNXIHE4 | [5 empty] | 1 | 0 | PC | 2017-05-22 | 0 | PC
VTS-G3510-L010S-1 | JDZXR22-35C 35/v3 0.1/v3kV |  | 121EL-VT | 3GB |  | 12H | COMM | CS03 | Z001 | V |  | F | RM | PD | ZABB | HGQ | 3410121000 | PC |  | 1 | CNJOCHE21 | [5 empty] | 1 | 0 | PC | 2021-11-26 | 0 | PC
VTS-G35100-A010S | JDZXR22-35C 35/v3 0.1/v3kV 20VA/CL0.2 |  | 121EL-VT | 3GB |  | 12H | COMM | CS03 | Z001 | V |  | F | RM | PD | ZABB | HGQ | 3410121000 | PC |  | 1 | CNJOCHE21 | [5 empty] | 1 | 3 | PC | 2021-04-15 | 0 | PC
VTS-G3511-1413 | JDZXR22-35C 35/√3/0.1/√3kV 0.1/3kV |  | 121EL-VT | 3GB |  | 12H | COMM | CS03 | Z001 | V |  | F | RM | PD | ZABB | HGQ | 3410121000 | PC |  | 1 | CNDUYAN | [5 empty] | 1 | 0 | PC | 2020-07-29 | 0 | PC
VTS-G3511-1813 | JDZX22G-35 35/v3 0.1/v3 0.1/3kV |  | 121EL-VT | 3GB |  | B12 | COMM | CS03 | Z001 | V |  | F | RM | PD | ZABB | HGQ | 3410121000 | PC |  | 1 | CNXIHE4 | [5 empty] | 1 | 0 | PC | 2017-02-09 | 0 | PC
VTS-G3511-2223 | JDZXR22-35C 35/v3 0.1/v3 0.1/3kV |  | 121EL-VT | 3GB |  | B12 | COMM | CS03 | Z001 | V |  | F | RM | PD | ZABB | HGQ | 3410121000 | PC |  | 1 | CNSHZEN2 | [5 empty] | 1 | 0 | PC | 2017-05-04 | 0 | PC
VTS-G3511-2229 | JDZX22-35W 35/v3 .1/v3 .1/v3kV,30VA/0.5 |  | 121EL-VT | 3GB |  | B12 | COMM | CS03 | Z001 | V |  | F | RM | PD | ZABB | HGQ | 3410121000 | PC |  | 1 | CNSHZEN2 | [5 empty] | 1 | 0 | PC | 2017-04-18 | 0 | PC
VTS-G3511-2411S | JDZXR22-35C 35/v3 .1/v3 .1/3 kV |  | 121EL-VT | 3GB |  | B12 | COMM | CS03 | Z001 | V |  | F | RM | PD | ZABB | HGQ | 3410121000 | PC |  | 1 | CNDUYAN | [5 empty] | 1 | 0 | PC | 2018-06-25 | 0 | PC
VTS-G3511-2413 | JDZX22G-35 35/v3 0.1/v3 0.1/3kV |  | 121EL-VT | 3GB |  | B12 | COMM | CS03 | Z001 | V |  | F | RM | PD | ZABB | HGQ | 3410121000 | PC |  | 1 | CNSHZEN2 | [5 empty] | 1 | 0 | PC | 2017-07-11 | 0 | PC
VTS-G3511-2413S | JDZXR22-35C 35/v3 0.1/v3 0.1/3kV |  | 121EL-VT | 3GB |  | B12 | COMM | CS03 | Z001 | V |  | F | RM | PD | ZABB | HGQ | 3410121000 | PC |  | 1 | CNXIHE4 | [5 empty] | 1 | 0 | PC | 2014-04-22 | 0 | PC
VTS-G3511-2423 | JDZX22-35G-A 35/v3 0.1/v3 0.1/3kV |  | 121EL-VT | 3GB |  | 12H | COMM | CS03 | Z001 | V |  | F | RM | PD | ZABB | HGQ | 3410121000 | PC |  | 1 | CNXIHE4 | [5 empty] | 1 | 0 | PC | 2017-09-28 | 0 | PC
VTS-G3511-2423-1 | JDZX22-35W 35/v3 0.1/v3 0.1/3kV |  | 121EL-VT | 3GB |  | 12H | COMM | CS03 | Z001 | V |  | F | RM | PD | ZABB | HGQ | 3410121000 | PC |  | 1 | CNJOCHE21 | [5 empty] | 1 | 0 | PC | 2021-07-07 | 0 | PC
VTS-G3511-2423S | JDZXR22-35C 35/v3 0.1/v3 0.1/3kV |  | 121EL-VT | 3GB |  | B12 | COMM | CS03 | Z001 | V |  | F | RM | PD | ZABB | HGQ | 3410121000 | PC |  | 1 | CNXIHE4 | [5 empty] | 1 | 0 | PC | 2017-05-12 | 0 | PC
VTS-G3511-2713 | JDZX22G-35 35/v3 0.1/v3 0.1/3kV |  | 121EL-VT | 3GB |  | 12H | COMM | CS03 | Z001 | V |  | F | RM | PD | ZABB | HGQ | 3410121000 | PC |  | 1 | CNZHZHA51 | [5 empty] | 1 | 0 | PC | 2020-06-15 | 0 | PC
VTS-G3511-2813 | JDZX22-35W 35/v3 0.1/v3 0.1/3kV |  | 121EL-VT |  |  | B03 | COMM | CS03 | Z001 | V |  | F | RM | PD | ZABB | HGQ | 3410121000 | PC |  | 1 | CNSHZEN2 | [5 empty] | 1 | 0 | PC | 2017-10-30 | 0 | PC
VTS-G3511-2813S | JDZX11-35W 35/v3 0.1/v3 0.1/3kV 30VA/0.2 |  | 121EL-VT | 3GB |  | B12 | COMM | CS03 | Z001 | V |  | F | RM | PD | ZABB | HGQ | 3410121000 | PC |  | 1 | CNXIHE4 | [5 empty] | 1 | 0 | PC | 2011-06-21 | 0 | PC
VTS-G3511-2813S-1 | JDZXR22-35C 35/v3 0.1/v3 0.1/3kV 0.2/3P |  | 121EL-VT | 3GB |  | B12 | COMM | CS03 | Z001 | V |  | F | RM | PD | ZABB | HGQ | 3410121000 | PC |  | 1 | CNXIHE4 | [5 empty] | 1 | 0 | PC | 2014-02-10 | 0 | PC
VTS-G3511-2813S-3 | JDZX22-35G-A 35/v3 0.1/v3 0.1/3kV |  | 121EL-VT | 3GB |  | 12H | COMM | CS03 | Z001 | V |  | F | RM | PD | ZABB | HGQ | 3410121000 | PC |  | 1 | CNXIYE6 | [5 empty] | 1 | 0 | PC | 2022-01-25 | 0 | PC
VTS-G3511-2823 | JDZX22G-35 35/v3 0.1/v3 0.1/3kV |  | 121EL-VT | 3GB |  | B12 | COMM | CS03 | Z001 | V |  | F | RM | PD | ZABB | HGQ | 3410121000 | PC |  | 1 | CNXIHE4 | [5 empty] | 1 | 0 | PC | 2017-02-09 | 0 | PC
VTS-G3511-2823S-1 | JDZXR22-35C 35/v3 0.1/v3 0.1/3kV;0.5/3P |  | 121EL-VT | 3GB |  | B12 | COMM | CS03 | Z001 | V |  | F | RM | PD | ZABB | HGQ | 3410121000 | PC |  | 1 | CNSHZHA9 | [5 empty] | 1 | 0 | PC | 2018-02-07 | 0 | PC
VTS-G3511-3811 | JDZX22-35W 35/v3 0.1/v3 0.1/3kV CL0.2/6P |  | 121EL-VT | 3GB |  | B12 | COMM | CS03 | Z001 | V |  | F | RM | PD | ZABB | HGQ | 3410121000 | PC |  | 1 | CNSOLIN2 | [5 empty] | 1 | 0 | PC | 2015-07-09 | 0 | PC
VTS-G3511-4413S | JDZXR22-35C 35/v3 0.1/v3 0.1/3kV |  | 121EL-VT | 3GB |  | B12 | COMM | CS03 | Z001 | V |  | F | RM | PD | ZABB | HGQ | 3410121000 | PC |  | 1 | T_GUIHUA_YE | [5 empty] | 1 | 0 | PC | 2015-09-07 | 0 | PC
VTS-G3511-4423 | JDZX22-35W 35/v3 0.1/v3 0.1/3kV 0.5/3P |  | 121EL-VT | 3GB |  | 12H | COMM | CS03 | Z001 | V |  | F | RM | PD | ZABB | HGQ | 3410121000 | PC |  | 1 | CNXIHE4 | [5 empty] | 1 | 0 | PC | 2014-05-22 | 0 | PC
VTS-G3511-4423-1 | JDZX22-35G-A 35/v3 0.1/v3 0.1/3kV |  | 121EL-VT | 3GB |  | 12H | COMM | CS03 | Z001 | V |  | F | RM | PD | ZABB | HGQ | 3410121000 | PC |  | 1 | CNXIHE4 | [5 empty] | 1 | 0 | PC | 2017-05-09 | 0 | PC
VTS-G3511-4423-2 | JDZX23-35W 35/v3 0.1/v3 0.1kV/3 |  | 121EL-VT | 3GB |  | 12H | COMM | CS03 | Z001 | V |  | F | RM | PD | ZABB | HGQ | 3410121000 | PC |  | 1 | CNJOCHE21 | [5 empty] | 1 | 0 | PC | 2021-07-07 | 0 | PC
VTS-G3511-4423S | JDZXR22-35C 35/v3 0.1/v3 0.1/3kV 0.5/3P |  | 121EL-VT | 3GB |  | 12H | COMM | CS03 | Z001 | V |  | F | RM | PD | ZABB | HGQ | 3410121000 | PC |  | 1 | CNXIHE4 | [5 empty] | 1 | 0 | PC | 2014-12-19 | 0 | PC
VTS-G3511-4423S-1 | JDZXR22-35C 35/v3 0.1/v3 0.1/3kV |  | 121EL-VT | 3GB |  | B12 | COMM | CS03 | Z001 | V |  | F | RM | PD | ZABB | HGQ | 3410121000 | PC |  | 1 | CNXIHE4 | [5 empty] | 1 | 0 | PC | 2017-05-19 | 0 | PC
VTS-G3511-4523 | JDZX22-35G-A 35/v3 0.1/v3 0.1/3kV |  | 121EL-VT | 3GD |  | 12H | COMM | CS03 | Z001 | V |  | F | RM | PD | ZABB | HGQ | 3410121000 | PC |  | 1 | CNJISU10 | [5 empty] | 1 | 0 | PC | 2022-03-07 | 0 | PC
VTS-G3511-4813 | JDZX22-35G-A 35/v3 0.1/v3 0.1/3kV |  | 121EL-VT |  |  | 129 | COMM | CS03 | Z001 | V |  | F | RM | PD | ZABB | HGQ | 3410121000 | PC |  | 1 | CNXIYE6 | [5 empty] | 1 | 0 | PC | 2021-12-29 | 0 | PC
VTS-G3511-4821 | JDZX22-35G-A 35/v3 0.1/v3 0.1/3kV |  | 121EL-VT | 3GB |  | B12 | COMM | CS03 | Z001 | V |  | F | RM | PD | ZABB | HGQ | 3410121000 | PC |  | 1 | CNXIHE4 | [5 empty] | 1 | 0 | PC | 2015-06-17 | 0 | PC
VTS-G3511-4821S | JDZXR22-35C 35/v3 0.1/v3 0.1/3kV |  | 121EL-VT | 3GB |  | B12 | COMM | CS03 | Z001 | V |  | F | RM | PD | ZABB | HGQ | 3410121000 | PC |  | 1 | CNXIHE4 | [5 empty] | 1 | 0 | PC | 2012-11-15 | 0 | PC
VTS-G3511-4823 | JDZX22-35W 35/v3 0.1/v3 0.1/3kV CL0.5/3P |  | 121EL-VT | 3GB |  | B12 | COMM | CS03 | Z001 | V |  | F | RM | PD | ZABB | HGQ | 3410121000 | PC |  | 1 | CNXIHE4 | [5 empty] | 1 | 0 | PC | 2015-03-23 | 0 | PC
VTS-G3511-4823-1 | JDZX22-35G-A 35/v3 0.1/v3 0.1/3kV |  | 121EL-VT | 3GB |  | 12H | COMM | CS03 | Z001 | V |  | F | RM | PD | ZABB | HGQ | 3410121000 | PC |  | 1 | CNXIHE4 | [5 empty] | 1 | 0 | PC | 2016-11-04 | 0 | PC
VTS-G3511-4823S | JDZXR22-35C 35/v3 0.1/v3 0.1/3kV 50VA/ |  | 121EL-VT | 3GB |  | 12H | COMM | CS03 | Z001 | V |  | F | RM | PD | ZABB | HGQ | 3410121000 | PC |  | 1 | CNXIHE4 | [5 empty] | 1 | 0 | PC | 2011-06-21 | 0 | PC
VTS-G3511-4823S-1 | JDZXR22-35C 35/v3 0.1/v3 0.1/3kV |  | 121EL-VT | 3GB |  | 12H | COMM | CS03 | Z001 | V |  | F | RM | PD | ZABB | HGQ | 3410121000 | PC |  | 1 | CNDUYAN | [5 empty] | 1 | 0 | PC | 2020-06-24 | 0 | PC
VTS-G3511-5811S | JDZXR22-35C 35/v3 0.1/v3 0.1/3kV |  | 121EL-VT | 3GB |  | 12H | COMM | CS03 | Z001 | V |  | F | RM | PD | ZABB | HGQ | 3410121000 | PC |  | 1 | CNJOCHE21 | [5 empty] | 1 | 0 | PC | 2021-03-08 | 0 | PC
VTS-G3511-6823 | JDZXR22-35C 35/v3 0.1/v3 0.1/3kV 0.5/3P |  | 121EL-VT | 3GB |  | B12 | COMM | CS03 | Z001 | V |  | F | RM | PD | ZABB | HGQ | 3410121000 | PC |  | 1 | CNXIHE4 | [5 empty] | 1 | 0 | PC | 2014-02-10 | 0 | PC
VTS-G3511-6823-01 | JDZX23G-35 35/v3 0.1/v3 0.1/3 kV 0.5/3P |  | 121EL-VT | 3GB |  | B12 | COMM | CS03 | Z001 | V |  | F | RM | PD | ZABB | HGQ | 3410121000 | PC |  | 1 | CNSHZEN2 | [5 empty] | 1 | 0 | PC | 2017-05-03 | 0 | PC
VTS-G3511-6823S | JDZXR22-35C 35/v3 0.1/v3 0.1/3kV;0.5/3P |  | 121EL-VT | 3GB |  | B12 | COMM | CS03 | Z001 | V |  | F | RM | PD | ZABB | HGQ | 3410121000 | PC |  | 1 | CNSHZHA9 | [5 empty] | 1 | 0 | PC | 2018-02-07 | 0 | PC
VTS-G3511-7821S | JDZXR23-35 35/v3 0.1/v3 0.1/3kV |  | 121EL-VT | 3GB |  | 12H | COMM | CS03 | Z001 | V |  | F | RM | PD | ZABB | HGQ | 3410121000 | PC |  | 1 | CNJOCHE21 | [5 empty] | 1 | 0 | PC | 2022-02-25 | 0 | PC
VTS-G3511-8288 | JDZX22-35G-N |  | 121EL-VT | 3GB |  | B12 | COMM | CS03 | Z001 | V |  | F | RM | PD | ZABB | HGQ | 3410121000 | PC |  | 1 | CNSHZEN2 | [5 empty] | 1 | 0 | PC | 2017-04-19 | 0 | PC
VTS-G3511-8821S | JDZXR22-35C 35/v3 0.1/v3 0.1/3kV W.TUBE |  | 121EL-VT | 3GB |  | B12 | COMM | CS03 | Z001 | V |  | F | RM | PD | ZABB | HGQ | 3410121000 | PC |  | 1 | CNSOLIN2 | [5 empty] | 1 | 0 | PC | 2015-07-09 | 0 | PC
VTS-G3511-8823 | JDZX22-35G-A 35/v3 0.1/v3 0.1/3kV |  | 121EL-VT | 3GB |  | B12 | COMM | CS03 | Z001 | V |  | F | RM | PD | ZABB | HGQ | 3410121000 | PC |  | 1 | CNXIHE4 | [5 empty] | 1 | 0 | PC | 2015-06-16 | 0 | PC
VTS-G3511-8823-1 | JDZX22-35W 35/v3 .1/v3 .1/3kV,100VA/0.5, |  | 121EL-VT | 3GB |  | 12H | COMM | CS03 | Z001 | V |  | F | RM | PD | ZABB | HGQ | 3410121000 | PC |  | 1 | CNSHZEN2 | [5 empty] | 1 | 0 | PC | 2017-03-23 | 0 | PC
VTS-G3511-8823-2 | JDZX12-35G-A 35/v3 0.1/v3 0.1/3Kv |  | 121EL-VT |  |  | 129 | COMM | CS03 | Z001 | V |  | F | RM | PD | ZABB | HGQ | 3410121000 | PC |  | 1 | CNJOCHE21 | [5 empty] | 1 | 0 | PC | 2020-10-19 | 0 | PC
VTS-G3511-8823S | JDZXR22-35C 35/v3 0.1/v3 0.1/3kV W.TUBE |  | 121EL-VT | 3GB |  | 12H | COMM | CS03 | Z001 | V |  | F | RM | PD | ZABB | HGQ | 3410121000 | PC |  | 1 | T_GUIHUA_YE | [5 empty] | 1 | 0 | PC | 2012-08-22 | 0 | PC
VTS-G3511-8823S-1 | JDZXR22-35C 35/v3 0.1/v3 0.1/3 KV |  | 121EL-VT | 3GB |  | B12 | COMM | CS03 | Z001 | V |  | F | RM | PD | ZABB | HGQ | 3410121000 | PC |  | 1 | CNDUYAN | [5 empty] | 1 | 0 | PC | 2018-04-28 | 0 | PC
VTS-G3511-882MS | JDZXR22-35C 35/√3/0.1/√3kV/0.1/3kV |  | 121EL-VT | 3GB |  | 12H | COMM | CS03 | Z001 | V |  | F | RM | PD | ZABB | HGQ | 3410121000 | PC |  | 1 | CNJOCHE21 | [5 empty] | 1 | 0 | PC | 2020-06-30 | 0 | PC
VTS-G3511-G421S | JDZXR22-35C 35/v3 0.1/v3 0.1/3kV |  | 121EL-VT | 3GB |  | B12 | COMM | CS03 | Z001 | V |  | F | RM | PD | ZABB | HGQ | 3410121000 | PC |  | 1 | CNSAQIN | [5 empty] | 1 | 0 | PC | 2016-07-08 | 0 | PC
VTS-G3511-G813S | JDZXR22-35C 35/v3 0.1/v3 0.1/3kV |  | 121EL-VT | 3GB |  | 12H | COMM | CS03 | Z001 | V |  | F | RM | PD | ZABB | HGQ | 3410121000 | PC |  | 1 | CNXIHE4 | [5 empty] | 1 | 0 | PC | 2017-05-19 | 0 | PC
VTS-G3511-G823 | JDZX22-35G-A 35/v3 0.1/v3 0.1/3kV |  | 121EL-VT | 3GB |  | B12 | COMM | CS03 | Z001 | V |  | F | RM | PD | ZABB | HGQ | 3410121000 | PC |  | 1 | CNXIHE4 | [5 empty] | 1 | 0 | PC | 2018-01-19 | 0 | PC
VTS-G3511-I411S | JDZXR22-35C 35/v3 0.1/v3 0.1/3kV |  | 121EL-VT | 3GB |  | B12 | COMM | CS03 | Z001 | V |  | F | RM | PD | ZABB | HGQ | 3410121000 | PC |  | 1 | CNXIHE4 | [5 empty] | 1 | 0 | PC | 2017-05-12 | 0 | PC
VTS-G3511-I413 | JDZX22-35W 35/v3 0.1/v3 0.1/3kV |  | 121EL-VT | 3GB |  | B12 | COMM | CS03 | Z001 | V |  | F | RM | PD | ZABB | HGQ | 3410121000 | PC |  | 1 | CNXIHE4 | [5 empty] | 1 | 0 | PC | 2015-10-10 | 0 | PC
VTS-G3511-I413S | JDZXR22-35C 35/v3 0.1/v3 0.1/3kV CL0.2/3 |  | 121EL-VT | 3GB |  | 12H | COMM | CS03 | Z001 | V |  | F | RM | PD | ZABB | HGQ | 3410121000 | PC |  | 1 | CNXIHE4 | [5 empty] | 1 | 0 | PC | 2013-04-09 | 0 | PC
VTS-G3511-I421S | JDZXR22-35C 35/v3 0.1/v3 0.1/3kV |  | 121EL-VT | 3GB |  | B12 | COMM | CS03 | Z001 | V |  | F | RM | PD | ZABB | HGQ | 3410121000 | PC |  | 1 | CNXIHE4 | [5 empty] | 1 | 0 | PC | 2015-06-08 | 0 | PC
VTS-G3511-I423 | JDZX22-35G-A 35/v3 0.1/v3 0.1/3kV |  | 121EL-VT | 3GB |  | B12 | COMM | CS03 | Z001 | V |  | F | RM | PD | ZABB | HGQ | 3410121000 | PC |  | 1 | CNSHZEN2 | [5 empty] | 1 | 0 | PC | 2017-12-05 | 0 | PC
VTS-G3511-I423-1 | JDZX22-35W 35/√3/0.1/√3kV 0.5 20VA |  | 121EL-VT | 3GB |  | 12H | COMM | CS03 | Z001 | V |  | F | RM | PD | ZABB | HGQ | 3410121000 | PC |  | 1 | CNJOCHE21 | [5 empty] | 1 | 0 | PC | 2021-04-19 | 0 | PC
VTS-G3511-I813S | JDZXR22-35C 35/v3 0.1/v3 0.1/3kV |  | 121EL-VT | 3GB |  | B12 | COMM | CS03 | Z001 | V |  | F | RM | PD | ZABB | HGQ | 3410121000 | PC |  | 1 | CNSHZEN2 | [5 empty] | 1 | 0 | PC | 2017-01-11 | 0 | PC
VTS-G3511-J823S | JDZXR22-35C 35/v3 0.1/v3 0.1/3kV |  | 121EL-VT | 3GB |  | B12 | COMM | CS03 | Z001 | V |  | F | RM | PD | ZABB | HGQ | 3410121000 | PC |  | 1 | CNXIHE4 | [5 empty] | 1 | 0 | PC | 2015-10-10 | 0 | PC
VTS-G35111-1I8123S | JDZXR22-35C 35/v3 2x.1/v3 .1/3kV,15VA/0. |  | 121EL-VT | 3GB |  | 12H | COMM | CS03 | Z001 | V |  | F | RM | PD | ZABB | HGQ | 3410121000 | PC |  | 1 | CNSHZEN2 | [5 empty] | 1 | 0 | PC | 2017-07-03 | 0 | PC
VTS-G35111-222121 | JDZX22-35W 35/v3 0.1/v3 0.1/v3 0.1/3kV |  | 121EL-VT |  |  | B03 | COMM | CS03 | Z001 | V |  | F | RM | PD | ZABB | HGQ | 3410121000 | PC |  | 1 | CNXIHE4 | [5 empty] | 1 | 0 | PC | 2014-08-13 | 0 | PC
VTS-G35111-224121S | JDZXR22-35C 35/v3:0.1/v3:0.1/v3:0.1/3kV |  | 121EL-VT | 3GB |  | B12 | COMM | CS03 | Z001 | V |  | F | RM | PD | ZABB | HGQ | 3410121000 | PC |  | 1 | T_GUIHUA_YE | [5 empty] | 1 | 0 | PC | 2016-02-22 | 0 | PC
VTS-G35111-224123 | JDZX22-35G-A(N) 35/v3¦0.1/v3¦0.1/v3¦0.1/ |  | 121EL-VT |  |  | B03 | COMM | CS03 | Z001 | V |  | F | RM | PD | ZABB | HGQ | 3410121000 | PC |  | 1 | CNSHZEN2 | [5 empty] | 1 | 0 | PC | 2016-10-14 | 0 | PC
VTS-G35111-224123S | JDZXR22-35C 35/v3 0.1/v3 0.1/v3 0.1/3kV |  | 121EL-VT | 3GB |  | 12H | COMM | CS03 | Z001 | V |  | F | RM | PD | ZABB | HGQ | 3410121000 | PC |  | 1 | CNXIHE4 | [5 empty] | 1 | 0 | PC | 2014-10-30 | 0 | PC
VTS-G35111-224231S | JDZXR22-35C 35/v3 0.1/v3 0.1/v3 0.1/3kV |  | 121EL-VT | 3GB |  | B12 | COMM | CS03 | Z001 | V |  | F | RM | PD | ZABB | HGQ | 3410121000 | PC |  | 1 | CNXIHE4 | [5 empty] | 1 | 0 | PC | 2017-05-22 | 0 | PC
VTS-G35111-224281S | JDZXR22-35C 35/v3 0.1/v3 0.1/v3 0.1/3kV |  | 121EL-VT | 3GB |  | 12H | COMM | CS03 | Z001 | V |  | F | RM | PD | ZABB | HGQ | 3410121000 | PC |  | 1 | CNXIHE4 | [5 empty] | 1 | 0 | PC | 2017-12-28 | 0 | PC
VTS-G35111-225123 | JDZX22-35W35/√3 kV/0.1/√3/0.1/√3/0.1/3kV |  | 121EL-VT | 3GB |  | B12 | COMM | CS03 | Z001 | V |  | F | RM | PD | ZABB | HGQ | 3410121000 | PC |  | 1 | CNZHZHO5 | [5 empty] | 1 | 0 | PC | 2017-06-06 | 0 | PC
VTS-G35111-226123 | JDZX22-35G-A 35/v3 0.1/v3 0.1/v3 0.1/3kV |  | 121EL-VT | 3GB |  | B12 | COMM | CS03 | Z001 | V |  | F | RM | PD | ZABB | HGQ | 3410121000 | PC |  | 1 | CNXIHE4 | [5 empty] | 1 | 0 | PC | 2017-08-31 | 0 | PC
VTS-G35111-228121S | JDZXR22-35C 35/v3:0.1/v3:0.1/v3:0.1/3kV |  | 121EL-VT | 3GB |  | 12H | COMM | CS03 | Z001 | V |  | F | RM | PD | ZABB | HGQ | 3410121000 | PC |  | 1 | T_GUIHUA_YE | [5 empty] | 1 | 0 | PC | 2012-01-18 | 0 | PC
VTS-G35111-228123 | JDZX22-35W 35/v3 0.1/v3 01/v3 0.1/3 kV |  | 121EL-VT | 3GB |  | B12 | COMM | CS03 | Z001 | V |  | F | RM | PD | ZABB | HGQ | 3410121000 | PC |  | 1 | T_GUIHUA_YE | [5 empty] | 1 | 0 | PC | 2015-04-27 | 0 | PC
VTS-G35111-228123S | JDZXR22-35C 35/v3:0.1/v3:0.1/v3:0.1/3kV |  | 121EL-VT | 3GB |  | 12H | COMM | CS03 | Z001 | V |  | F | RM | PD | ZABB | HGQ | 3410121000 | PC |  | 1 | CNXIHE4 | [5 empty] | 1 | 0 | PC | 2012-01-06 | 0 | PC
VTS-G35111-228223 | JDZX22-35G-A 35/v3 0.1/v3 0.1/v3 0.1/3kV |  | 121EL-VT |  |  | 129 | COMM | CS03 | Z001 | V |  | F | RM | PD | ZABB | HGQ | 3410121000 | PC |  | 1 | CNJISU10 | [5 empty] | 1 | 0 | PC | 2021-11-17 | 0 | PC
VTS-G35111-228223S | JDZXR22-35C 35/v3 0.1/v3 0.1/v3 0.1/3kV |  | 121EL-VT | 3GB |  | B12 | COMM | CS03 | Z001 | V |  | F | RM | PD | ZABB | HGQ | 3410121000 | PC |  | 1 | CNXIHE4 | [5 empty] | 1 | 0 | PC | 2017-03-22 | 0 | PC
VTS-G35111-229123 | JDZX22-35G-A 35/v3 0.1/v3 0.1/v3 0.1/3kV |  | 121EL-VT | 3GB |  | B12 | COMM | CS03 | Z001 | V |  | F | RM | PD | ZABB | HGQ | 3410121000 | PC |  | 1 | CNSHZEN2 | [5 empty] | 1 | 0 | PC | 2017-11-02 | 0 | PC
VTS-G35111-248123S | JDZX23-35R 35/v3 .1/v3 .1/v3 .1/3kV |  | 121EL-VT | 3GB |  | B12 | COMM | CS03 | Z001 | V |  | F | RM | PD | ZABB | HGQ | 3410121000 | PC |  | 1 | CNXIHE4 | [5 empty] | 1 | 0 | PC | 2016-11-04 | 0 | PC
VTS-G35111-2F8123 | JDZX22-35G-A 35/v3 0.1/v3 0.1/v3 0.1/3kV |  | 121EL-VT | 3GB |  | 12H | COMM | CS03 | Z001 | V |  | F | RM | PD | ZABB | HGQ | 3410121000 | PC |  | 1 | CNJOCHE21 | [5 empty] | 1 | 3 | PC | 2021-04-15 | 0 | PC
VTS-G35111-2G4123S | JDZXR22-35C 35/v3:0.1/v3:0.1/v3:0.1/3kV |  | 121EL-VT | 3GB |  | B12 | COMM | CS03 | Z001 | V |  | F | RM | PD | ZABB | HGQ | 3410121000 | PC |  | 1 | CNXIHE4 | [5 empty] | 1 | 0 | PC | 2013-01-15 | 0 | PC
VTS-G35111-2G8123S | JDZXR22-35C 35/v3 0.1/v3 0.1/v3 0.1/3kV |  | 121EL-VT | 3GB |  | 12H | COMM | CS03 | Z001 | V |  | F | RM | PD | ZABB | HGQ | 3410121000 | PC |  | 1 | CNXIHE4 | [5 empty] | 1 | 0 | PC | 2014-07-12 | 0 | PC
VTS-G35111-33A123S | JDZXR23-35 35/v3 0.1/v3 0.1/v3 0.1/3kV |  | 121EL-VT | 3GB |  | 12H | COMM | CS03 | Z001 | V |  | F | RM | PD | ZABB | HGQ | 3410121000 | PC |  | 1 | CNZHZHA51 | [5 empty] | 1 | 0 | PC | 2019-07-26 | 0 | PC
VTS-G35111-448223S | JDZXR22-35C 35/v3 0.1/v3 0.1/v3 0.1/3kV |  | 121EL-VT | 3GB |  | B12 | COMM | CS03 | Z001 | V |  | F | RM | PD | ZABB | HGQ | 3410121000 | PC |  | 1 | CNXIHE4 | [5 empty] | 1 | 0 | PC | 2014-09-29 | 0 | PC
VTS-G35111-448281 | JDZX22-35G-A 35/v3 0.1/v3 0.1/v3 0.1/3kV |  | 121EL-VT | 3GB |  | B12 | COMM | CS03 | Z001 | V |  | F | RM | PD | ZABB | HGQ | 3410121000 | PC |  | 1 | CNDUYAN | [5 empty] | 1 | 0 | PC | 2018-05-21 | 0 | PC
VTS-G35111-448283 | JDZX22-35G-A 35/v3 0.1/v3 0.1/v3 0.1/3kV |  | 121EL-VT | 3GB |  | B12 | COMM | CS03 | Z001 | V |  | F | RM | PD | ZABB | HGQ | 3410121000 | PC |  | 1 | T_GUIHUA_YE | [5 empty] | 1 | 0 | PC | 2015-06-26 | 0 | PC
VTS-G35111-A28123 | JDZX22-35G-A 35/v3 0.1/v3 0.1/v3 0.1/ |  | 121EL-VT | 3GB |  | 12H | COMM | CS03 | Z001 | V |  | F | RM | PD | ZABB | HGQ | 3410121000 | PC |  | 1 | CNXIHE4 | [5 empty] | 1 | 0 | PC | 2017-03-30 | 0 | PC
VTS-G35111-G24123S | JDZXR22-35C 35/V3/0.1/V3/0.1/V3/0.1/3kV |  | 121EL-VT | 3GB |  | B12 | COMM | CS03 | Z001 | V |  | F | RM | PD | ZABB | HGQ | 3410121000 | PC |  | 1 | CNXIHE4 | [5 empty] | 1 | 0 | PC | 2017-08-16 | 0 | PC
VTS-G35111-G2G193S | JDZXR22-35C 35/v3 0.1/v3 0.1/v3 0.1/3kV |  | 121EL-VT | 3GB |  | B12 | COMM | CS03 | Z001 | V |  | F | RM | PD | ZABB | HGQ | 3410121000 | PC |  | 1 | CNXIHE4 | [5 empty] | 1 | 0 | PC | 2014-06-26 | 0 | PC
VTS-G35111-GG8123 | JDZX22-35G-A 35/v3 0.1/v3 0.1/v3 0.1/3kV |  | 121EL-VT | 3GB |  | 12H | COMM | CS03 | Z001 | V |  | F | RM | PD | ZABB | HGQ | 3410121000 | PC |  | 1 | CNJISU10 | [5 empty] | 1 | 0 | PC | 2021-09-26 | 0 | PC
VTS-G35111-I24123 | JDZX22-35G-A 35/v3 2x.1/v3 .1/3kV,20VA/0 |  | 121EL-VT | 3GB |  | 12H | COMM | CS03 | Z001 | V |  | F | RM | PD | ZABB | HGQ | 3410121000 | PC |  | 1 | CNJOCHE21 | [5 empty] | 1 | 0 | PC | 2021-07-02 | 0 | PC
VTS-G35111-I24183 | JDZX22-35G-A 35/v3 0.1/v3 0.1/v3 0.1/3kV |  | 121EL-VT |  |  | 129 | COMM | CS03 | Z001 | V |  | F | RM | PD | ZABB | HGQ | 3410121000 | PC |  | 1 | CNJISU10 | [5 empty] | 1 | 0 | PC | 2022-04-24 | 0 | PC
VTS-G35111-I28123S | JDZXR22-35C 35/v3 0.1/v3 0.1/v3 0.1/3kV |  | 121EL-VT | 3GB |  | 12H | COMM | CS03 | Z001 | V |  | F | RM | PD | ZABB | HGQ | 3410121000 | PC |  | 1 | CNXIHE4 | [5 empty] | 1 | 0 | PC | 2011-09-05 | 0 | PC
VTS-G35111-I48123S | JDZXR22-35C 35/v3 0.1/v3 0.1/v3 0.1/3kV |  | 121EL-VT |  |  | B03 | COMM | CS03 | Z001 | V |  | F | RM | PD | ZABB | HGQ | 3410121000 | PC |  | 1 | CNXIHE4 | [5 empty] | 1 | 0 | PC | 2014-03-28 | 0 | PC
VTS-G35111-IG8121S | JDZXR22-35C 35/v3 0.1/v3 0.1/v3 0.1/3kV |  | 121EL-VT | 3GB |  | B03 | COMM | CS03 | Z001 | V |  | F | RM | PD | ZABB | HGQ | 3410121000 | PC |  | 1 | CNSHZEN2 | [5 empty] | 1 | 0 | PC | 2017-10-27 | 0 | PC
VTS-G35111-IG8123S | JDZXR22-35C 35/v3 0.1/v3 0.1/v3 0.1/3kV |  | 121EL-VT | 3GB |  | 12H | COMM | CS03 | Z001 | V |  | F | RM | PD | ZABB | HGQ | 3410121000 | PC |  | 1 | CNXIHE4 | [5 empty] | 1 | 0 | PC | 2015-10-10 | 0 | PC
VTS-G35111-II8123 | JDZX22-35G-A 35/v3 0.1/v3 0.1/v3 0.1/3kV |  | 121EL-VT | 3GB |  | B12 | COMM | CS03 | Z001 | V |  | F | RM | PD | ZABB | HGQ | 3410121000 | PC |  | 1 | CNSHZEN2 | [5 empty] | 1 | 0 | PC | 2018-03-27 | 0 | PC
VTS-G35111-II8123S | JDZXR22-35C 35/v3 0.1/v3 0.1/v3 0.1/3kV |  | 121EL-VT | 3GB |  | B12 | COMM | CS03 | Z001 | V |  | F | RM | PD | ZABB | HGQ | 3410121000 | PC |  | 1 | CNXIHE4 | [5 empty] | 1 | 0 | PC | 2017-04-21 | 0 | PC
VTS-G35111-IL8123 | JDZX23G-35 35/v3 0.1/v3 0.1/v3 0.1/3 kV |  | 121EL-VT | 3GB |  | B12 | COMM | CS03 | Z001 | V |  | F | RM | PD | ZABB | HGQ | 3410121000 | PC |  | 1 | CNXIHE4 | [5 empty] | 1 | 0 | PC | 2017-12-26 | 0 | PC
VTS-G35111-L11283S | JDZX23G-35 35/v3 0.1/v3 0.1/v3 0.1/3KV |  | 121EL-VT | 3GB |  | B12 | COMM | CS03 | Z001 | V |  | F | RM | PD | ZABB | HGQ | 3410121000 | PC |  | 1 | CNSHZEN2 | [5 empty] | 1 | 0 | PC | 2017-04-20 | 0 | PC
VTS-G35111-L24121 | JDZX22-35W 35/v3 0.1/v3 0.1/v3 0.1/3kV |  | 121EL-VT |  |  | B03 | COMM | CS03 | Z001 | V |  | F | RM | PD | ZABB | HGQ | 3410121000 | PC |  | 1 | CNXIHE4 | [5 empty] | 1 | 0 | PC | 2014-09-09 | 0 | PC
VTS-G35111-L48123S | JDZXR22-35C 35/√3 0.1/√3 0.1/√3 0.1/3kV |  | 121EL-VT | 3GB |  | B12 | COMM | CS03 | Z001 | V |  | F | RM | PD | ZABB | HGQ | 3410121000 | PC |  | 1 | CNXIHE4 | [5 empty] | 1 | 0 | PC | 2017-12-06 | 0 | PC
VTS-G35111-LI8123S | JDZXR22-35C 35/v3:0.1/v3:0.1/v3:0.1/3kV |  | 121EL-VT |  |  | 129 | COMM | CS03 | Z001 | V |  | F | RM | PD | ZABB | HGQ | 3410121000 | PC |  | 1 | CNJISU10 | [5 empty] | 1 | 0 | PC | 2021-11-17 | 0 | PC
VTS-G35111-LL8123 | JDZX23G-35 35/v3 0.1/v3 0.1/v3 0.1/3kV |  | 121EL-VT | 3GB |  | B12 | COMM | CS03 | Z001 | V |  | F | RM | PD | ZABB | HGQ | 3410121000 | PC |  | 1 | CNXIHE4 | [5 empty] | 1 | 0 | PC | 2017-12-26 | 0 | PC
VTS-G35111224123-1 | JDZX22-35G-A 35/v3 2x.1/v3 .1/3kV,30VA/0 |  | 121EL-VT | 3GB |  | B12 | COMM | CS03 | Z001 | V |  | F | RM | PD | ZABB | HGQ | 3410121000 | PC |  | 1 | CNSHZEN2 | [5 empty] | 1 | 0 | PC | 2017-08-10 | 0 | PC
VTS-G35111224123-2 | JDZX23-35W 35/v3 2x.1/v3 .1/3kV,30VA/0.2 |  | 121EL-VT |  |  | B03 | COMM | CS03 | Z001 | V |  | F | RM | PD | ZABB | HGQ | 3410121000 | PC |  | 1 | CNSHZEN2 | [5 empty] | 1 | 0 | PC | 2017-08-10 | 0 | PC
VTS-G35111224231S1 | JDZXR22-35C 35/v3 0.1/v3 0.1/v3 0.1/3kV |  | 121EL-VT | 3GB |  | B12 | COMM | CS03 | Z001 | V |  | F | RM | PD | ZABB | HGQ | 3410121000 | PC |  | 1 | CNDUYAN | [5 empty] | 1 | 0 | PC | 2018-05-29 | 0 | PC
VTS-G35111228123-1 | JDZX22-35G-A 35/v3 0.1/v3 0.1/v3 0.1/3kV |  | 121EL-VT | 3GB |  | 12H | COMM | CS03 | Z001 | V |  | F | RM | PD | ZABB | HGQ | 3410121000 | PC |  | 1 | T_GUIHUA_YE | [5 empty] | 1 | 0 | PC | 2015-08-19 | 0 | PC
VTS-G35111228123-2 | JDZX23-35W 35/v3 0.1/v3 0.1/v3 0.1kV |  | 121EL-VT | 3GB |  | 12H | COMM | CS03 | Z001 | V |  | F | RM | PD | ZABB | HGQ | 3410121000 | PC |  | 1 | CNXIHE4 | [5 empty] | 1 | 0 | PC | 2016-05-26 | 0 | PC
VTS-G35111228123S1 | JDZXR22-35C 35/v3 .1/v3 .1/v3 .1/3kV 0.2 |  | 121EL-VT | 3GB |  | 12H | COMM | CS03 | Z001 | V |  | F | RM | PD | ZABB | HGQ | 3410121000 | PC |  | 1 | CNGELI3 | [5 empty] | 1 | 0 | PC | 2019-09-30 | 0 | PC
VTS-G35111228193-1 | JDZX22-35G-A 35/v3 0.1/v3 0.1/v3 0.1/3kV |  | 121EL-VT | 3GB |  | B12 | COMM | CS03 | Z001 | V |  | F | RM | PD | ZABB | HGQ | 3410121000 | PC |  | 1 | CNXIHE4 | [5 empty] | 1 | 0 | PC | 2015-04-24 | 0 | PC
VTS-G351112G8123S1 | JDZXR22-35C 35/v3 0.1/v3 0.1/v3 0.1/3kV |  | 121EL-VT | 3GB |  | 12H | COMM | CS03 | Z001 | V |  | F | RM | PD | ZABB | HGQ | 3410121000 | PC |  | 1 | T_GUIHUA_YE | [5 empty] | 1 | 0 | PC | 2015-07-31 | 0 | PC
VTS-G35115-224123 | JDZX23-35W 35/v3 .1/v3 .1/v3 .1kV |  | 121EL-VT | 3GB |  | B12 | COMM | CS03 | Z001 | V |  | F | RM | PD | ZABB | HGQ | 3410121000 | PC |  | 1 | CNSHZEN2 | [5 empty] | 1 | 0 | PC | 2017-08-15 | 0 | PC
VTS-G35115-228123 | JDZX22-35G-A,35/v3¦0.1/v3¦0.1/v3¦0.1kV |  | 121EL-VT | 3GB |  | B12 | COMM | CS03 | Z001 | V |  | F | RM | PD | ZABB | HGQ | 3410121000 | PC |  | 1 | CNSHZEN2 | [5 empty] | 1 | 0 | PC | 2016-11-22 | 0 | PC
VTS-G35115-II8123 | JDZX23-35W 35/v3 0.1/v3 0.1/v3 0.1kV |  | 121EL-VT | 3GB |  | B12 | COMM | CS03 | Z001 | V |  | F | RM | PD | ZABB | HGQ | 3410121000 | PC |  | 1 | CNSHZEN2 | [5 empty] | 1 | 0 | PC | 2018-03-27 | 0 | PC
VTS-G3513-4483 | JDZX22-35W 35/v3 0.1/v3 0.1/v3 kV |  | 121EL-VT | 3GB |  | B12 | COMM | CS03 | Z001 | V |  | F | RM | PD | ZABB | HGQ | 3410121000 | PC |  | 1 | CNXIHE4 | [5 empty] | 1 | 0 | PC | 2017-07-28 | 0 | PC
VTS-G3513-4823 | JDZX22-35G-A 35/v3 0.1/v3 0.1/v3kV |  | 121EL-VT | 3GB |  | B12 | COMM | CS03 | Z001 | V |  | F | RM | PD | ZABB | HGQ | 3410121000 | PC |  | 1 | CNXIHE4 | [5 empty] | 1 | 0 | PC | 2016-11-01 | 0 | PC
VTS-G3513-LI1BS | JDZXR22-35C 35/v3:0.1/v3:0.1/v3kV |  | 121EL-VT |  |  | 129 | COMM | CS03 | Z001 | V |  | F | RM | PD | ZABB | HGQ | 3410121000 | PC |  | 1 | CNJISU10 | [5 empty] | 1 | 0 | PC | 2021-11-17 | 0 | PC
VTS-G3515-2813S | JDZX23-35W 35/v3 0.1/v3 0.1KV |  | 121EL-VT | 3GB |  | 12H | COMM | CS03 | Z001 | V |  | F | RM | PD | ZABB | HGQ | 3410121000 | PC |  | 1 | CNXIYE6 | [5 empty] | 1 | 0 | PC | 2022-01-25 | 0 | PC
VTS-G3515-4423 | JDZX23-35W 35/v3 0.1/v3 0.1kV |  | 121EL-VT | 3GB |  | B12 | COMM | CS03 | Z001 | V |  | F | RM | PD | ZABB | HGQ | 3410121000 | PC |  | 1 | CNXIHE4 | [5 empty] | 1 | 0 | PC | 2017-05-09 | 0 | PC
VTS-G3515-4813 | JDZX23-35W 35/v3 0.1/v3 0.1KV |  | 121EL-VT |  |  | 129 | COMM | CS03 | Z001 | V |  | F | RM | PD | ZABB | HGQ | 3410121000 | PC |  | 1 | CNXIYE6 | [5 empty] | 1 | 0 | PC | 2021-12-29 | 0 | PC
VTS-G3515-7823 | JDZX23-35W 35/v3 0.1/v3 0.1kV CL0.5/3P |  | 121EL-VT | 3GB |  | 129 | COMM | CS03 | Z001 | V |  | F | RM | PD | ZABB | HGQ | 3410121000 | PC |  | 1 | CNZHZHO5 | [5 empty] | 1 | 0 | PC | 2018-10-26 | 0 | PC
VTS-G3522-HH21 | JDZX22-35W 35/v3 .11/v3 .11/3kV CL0.5/6P |  | 121EL-VT | 3GB |  | B12 | COMM | CS03 | Z001 | V |  | F | RM | PD | ZABB | HGQ | 3410121000 | PC |  | 1 | CNSHZEN2 | [5 empty] | 1 | 0 | PC | 2017-03-21 | 0 | PC
VTS-G4130-20C0S | JDZXR22-6C1 4.16/v3:0.12/v3 kV |  | 121EL-VT |  |  | 129 | COMM | CS03 | Z001 | V |  | F | RM | PD | ZABB | HGQ | 3410121000 | PC |  | 1 | CNJISU10 | [5 empty] | 1 | 0 | PC | 2021-10-25 | 0 | PC
VTS-G413C-442BS | JDZXR23-6 4.16kV/root3:0.12kV/root3:0.11 |  | 121EL-VT | 3GB |  | B12 | COMM | CS03 | Z001 | V |  | F | RM | PD | ZABB | HGQ | 3410121000 | PC |  | 1 | CNDUYAN | [5 empty] | 1 | 0 | PC | 2018-03-26 | 0 | PC
VTS-G4210-I010 | JDZX26-20 22/v3 0.1/v3 kV |  | 121EL-VT |  |  | 129 | COMM | CS03 | Z001 | V |  | F | RM | PD | ZABB | HGQ | 3410121000 | PC |  | 1 | CNJOCHE21 | [5 empty] | 1 | 0 | PC | 2020-07-03 | 0 | PC
VTS-G4211-2413S | JDZXR26-20 22/v3 0.1/v3 0.1/3 kV |  | 121EL-VT | 3GB |  | B12 | COMM | CS03 | Z001 | V |  | F | RM | PD | ZABB | HGQ | 3410121000 | PC |  | 1 | CNXIHE4 | [5 empty] | 1 | 0 | PC | 2016-11-15 | 0 | PC
VTS-G4211-4423 | JDZX22-35W 22/v3 0.1/v3 0.1/3kV 0.5/3P |  | 121EL-VT | 3GB |  | B12 | COMM | CS03 | Z001 | V |  | F | RM | PD | ZABB | HGQ | 3410121000 | PC |  | 1 | T_GUIHUA_YE | [5 empty] | 1 | 0 | PC | 2015-06-05 | 0 | PC
VTS-G4211-4823S | JDZXR26-20 22/V3:0.1/V3:0.1/3 |  | 121EL-VT |  |  | 129 | COMM | CS03 | Z001 | V |  | F | RM | PD | ZABB | HGQ | 3410121000 | PC |  | 1 | CNJOCHE21 | [5 empty] | 1 | 0 | PC | 2020-07-03 | 0 | PC
VTS-G4211-H813S | JDZXR26-20 22/v3 0.1/v3 0.1/3 kV |  | 121EL-VT | 3GB |  | 12H | COMM | CS03 | Z001 | V |  | F | RM | PD | ZABB | HGQ | 3410121000 | PC |  | 1 | CNDUYAN | [5 empty] | 1 | 0 | PC | 2020-05-11 | 0 | PC
VTS-G4211-I411 | JDZX22-35W 22/v3 0.1/v3 0.1/3kV CL0.2/6P |  | 121EL-VT | 3GB |  | B12 | COMM | CS03 | Z001 | V |  | F | RM | PD | ZABB | HGQ | 3410121000 | PC |  | 1 | T_GUIHUA_YE | [5 empty] | 1 | 0 | PC | 2014-11-10 | 0 | PC
VTS-G4220-I010 | JDZX26-20 22/v3 0.11/v3 kV |  | 121EL-VT | 3GB |  | 12H | COMM | CS03 | Z001 | V |  | F | RM | PD | ZABB | HGQ | 3410121000 | PC |  | 1 | CNJOCHE21 | [5 empty] | 1 | 0 | PC | 2020-07-03 | 0 | PC
VTS-G4222-H813S | JDZXR26-20 22/v3 0.11/v3 0.11/3 kV |  | 121EL-VT | 3GB |  | 12H | COMM | CS03 | Z001 | V |  | F | RM | PD | ZABB | HGQ | 3410121000 | PC |  | 1 | CNJOCHE21 | [5 empty] | 1 | 0 | PC | 2020-05-11 | 0 | PC
VTS-G4224-4823S | JDZXR26-20 22/V3:0.11/V3:0.11/3 |  | 121EL-VT | 3GB |  | 12H | COMM | CS03 | Z001 | V |  | F | RM | PD | ZABB | HGQ | 3410121000 | PC |  | 1 | CNJOCHE21 | [5 empty] | 1 | 0 | PC | 2020-07-03 | 0 | PC
VTS-G4430-20C0S | JDZXR22-10C1 13.8/v3:0.12/v3 kV |  | 121EL-VT | 3GB |  | 12H | COMM | CS03 | Z001 | V |  | F | RM | PD | ZABB | HGQ | 3410121000 | PC |  | 1 | CNJISU10 | [5 empty] | 1 | 0 | PC | 2021-10-25 | 0 | PC
VTS-G46111-228123S | JDZXR22-35C 30/V3 0.1/V3 0.1/V3 0.1/3kV |  | 121EL-VT | 3GB |  | B12 | COMM | CS03 | Z001 | V |  | F | RM | PD | ZABB | HGQ | 3410121000 | PC |  | 1 | CNSHZEN2 | [5 empty] | 1 | 0 | PC | 2016-12-06 | 0 | PC
VTS-G5411-I413S | JDZXR22-6C1 7.2/v3 0.1/v3 0.1/3kV |  | 121EL-VT | 3GB |  | 12H | COMM | CS03 | Z001 | V |  | F | RM | PD | ZABB | HGQ | 3410121000 | PC |  | 1 | CNDUYAN | [5 empty] | 1 | 0 | PC | 2020-06-17 | 0 | PC
VTS-G6911-G413S | JDZXR26-20 18/v3 0.1/v3 0.1/3kV |  | 121EL-VT | 3GB |  | 12H | COMM | CS03 | Z001 | V |  | F | RM | PD | ZABB | HGQ | 3410121000 | PC |  | 1 | CNZHZHO5 | [5 empty] | 1 | 0 | PC | 2018-06-06 | 0 | PC
VTS-G7011-2823 | JDZX22-3C1 0.4/v3/0.1/v3/0.1/3kV |  | 121EL-VT | 3GB |  | B12 | COMM | CS03 | Z001 | V |  | F | RM | PD | ZABB | HGQ | 3410121000 | PC |  | 1 | CNDUYAN | [5 empty] | 1 | 0 | PC | 2018-08-01 | 0 | PC
VTS-G7211-2221 | JDZX22-10C1 5.9/v3 0.1/v3 0.1/3 kV |  | 121EL-VT | 3GB |  | 12H | COMM | CS03 | Z001 | V |  | F | RM | PD | ZABB | HGQ | 3410121000 | PC |  | 1 | CNDUYAN | [5 empty] | 1 | 0 | PC | 2020-10-26 | 0 | PC
VTS-H-D1011-2423S | JDZXR-10C 10/v3¦.1/v3¦.1/3kV,30VA/0.5,50 |  | 121EL | 3GB |  | 12H | COMM | CS03 | Z001 | V |  | F | RM | PD | ZABB | HGQ | 3410120000 | PC |  | 1 | Y_PPM_01 | [5 empty] | 1 | 0 | PC | 2007-12-04 | 0 | PC
VTS-L1011-1423 | URE10 10000/v3 100/v3 100/3V |  | 121EL-VT | 3GB |  | S04 | COMM | CS03 | Z001 | V |  | F | RM | PD | ZABB | HGQ | 3410121000 | PC |  | 1 | CNJISU10 | [5 empty] | 1 | 0 | PC | 2022-03-16 | 0 | PC
VTS-L1011-2423 | URE 10/v3 .1/v3 .1/3kV |  | 121EL-VT | 3GB |  | S04 | COMM | CS03 | Z001 | V |  | F | RM | PD | ZABB | HGQ | 3410121000 | PC |  | 1 | CNJOCHE21 | [5 empty] | 1 | 0 | PC | 2022-03-02 | 0 | PC
VTS-L1011-4423 | URE10 10/v3 .1/v3 .1/3kV,50VA/0.5,50VA/3 |  | 121EL-VT | 3GB |  | S04 | COMM | CS03 | Z001 | V |  | F | RM | PD | ZABB | HGQ | 3410121000 | PC |  | 1 | CNGELI3 | [5 empty] | 1 | 0 | PC | 2019-10-15 | 0 | PC
VTS-N1011-2421 | REL10-10 0.5/6P 30/50VA |  | 26XEL | 3GB |  | 129 | COMM | CS03 | Z001 | V |  | F |  | PD | ZABB | HGC | 3410121000 | PC |  | 1 | Y_PPM_01 | [5 empty] | 1 | 0 | PC | 2007-12-04 | 0 | PC
VTS-OT-0722-4423S | JDZXR22-6C1 6.6/v3 0.11/v3 0.11/3kV |  | 121EL-VT | 3GB |  | B12 | COMM | CS03 | Z001 | V |  | F | RM | PD | ZABB | HGQ | 3410121000 | PC |  | 1 | CNXIHE4 | [5 empty] | 1 | 0 | PC | 2017-08-25 | 0 | PC
VTS-OT-08E0-50M0 | JDZX22-6C1 6.3/V3:0.22kV 60VA/CL6P |  | 121EL-VT | 3GB |  | 12H | COMM | CS03 | Z001 | V |  | F | RM | PD | ZABB | HGQ | 3410121000 | PC |  | 1 | CNXIHE4 | [5 empty] | 1 | 0 | PC | 2016-09-29 | 0 | PC
VTS-OT-1122-8433 | JDZX10-10C1 11/v3 0.11/v3 0.11/3kV 100VA |  | 121EL-VT | 3GB |  | 12H | COMM | CS03 | Z001 | V |  | F | RM | PD | ZABB | HGQ | 3410121000 | PC |  | 1 | CNXIHE4 | [5 empty] | 1 | 0 | PC | 2010-08-03 | 0 | PC
VTS-OT-3511-4423S | JDZXR22-35C 35/V3 0.1/V3 0.1/3 KV |  | 121EL-VT |  |  | 129 | COMM | CS03 | Z001 | V |  | F | RM | PD | ZABB | HGQ | 3410121000 | PC |  | 1 | CNJISU10 | [5 empty] | 1 | 0 | PC | 2021-10-22 | 0 | PC
VTS-OT-D0310-4000S | JDZX10-3C1 3/v3 0.1/v3 kV 50VA |  | 121EL-VT |  |  | B03 | COMM | CS03 | Z001 | V |  | F | RM | PD | ZABB | HGQ | 3410121000 | PC |  | 1 | CNXIHE4 | [5 empty] | 1 | 0 | PC | 2012-09-27 | 0 | PC
VTS-OT-D0310-4030 | JDZX10-3C1 3/v3 0.1/v3 kV 50VA/CL1.0 |  | 121EL-VT | 3GB |  | 12H | COMM | CS03 | Z001 | V |  | F | RM | PD | ZABB | HGQ | 3410121000 | PC |  | 1 | T_GUIHUA_YE | [5 empty] | 1 | 0 | PC | 2012-10-12 | 0 | PC
VTS-OT-D0311-2413 | JDZX11-35W 30/v3 0.1/v3 0.1/3KV 30VA/CL0 |  | 121EL-VT | 3GB |  | 12H | COMM | CS03 | Z001 | V |  | F | RM | PD | ZABB | HGQ | 3410121000 | PC |  | 1 | CNXIHE4 | [5 empty] | 1 | 0 | PC | 2012-05-29 | 0 | PC
VTS-OT-D0311-4423S | JDZXR-3C 3/v3 0.1/v3 0.1/3kV CL0.5/3P |  | 121EL-VT | 3GB |  | 12H | COMM | CS03 | Z001 | V |  | F | RM | PD | ZABB | HGQ | 3410121000 | PC |  | 1 | CNXIHE4 | [5 empty] | 1 | 0 | PC | 2015-03-06 | 0 | PC
VTS-OT-D0320-4020S | JDZXR-3C 3/v3 /0.11/v3 kV 50VA/CL0.5 |  | 121EL-VT |  |  | 129 | COMM | CS03 | Z001 | V |  | F | RM | PD | ZABB | HGQ | 3410121000 | PC |  | 1 | CNGELI3 | [5 empty] | 1 | 0 | PC | 2019-11-07 | 0 | PC
VTS-OT-D0330-8030S | JDZX17-3R 3/v3 0.12/v3 kV CL 1.0/100 VA; |  | 121EL-VT |  |  | B03 | COMM | CS03 | Z001 | V |  | F | RM | PD | ZABB | HGQ | 3410121000 | PC |  | 1 | CNXIHE4 | [5 empty] | 1 | 0 | PC | 2013-02-07 | 0 | PC
VTS-OT-D0411-2423 | JDZX10-3C1 3.3/v3 .1/v3 .1/3KV |  | 121EL-VT |  |  | 129 | COMM | CS03 | Z001 | V |  | F | RM | PD | ZABB | HGQ | 3410121000 | PC |  | 1 | CNGELI3 | [5 empty] | 1 | 0 | PC | 2019-09-26 | 0 | PC
VTS-OT-D0411-4421S | JDZX17-3R 3300/v3 100/v3 100/3V |  | 121EL-VT | 3GB |  | 12H | COMM | CS03 | Z001 | V |  | F | RM | PD | ZABB | HGQ | 3410121000 | PC |  | 1 | CNGELI3 | [5 empty] | 1 | 0 | PC | 2019-05-29 | 0 | PC
VTS-OT-D0411-4423 | JDZX10-3C1 3.3/v3 .1/v3 .1/3KV |  | 121EL-VT | 3GD |  | 12H | COMM | CS03 | Z001 | V |  | F | RM | PD | ZABB | HGQ | 3410121000 | PC |  | 1 | CNGELI3 | [5 empty] | 1 | 0 | PC | 2019-09-27 | 0 | PC
VTS-OT-D0411-4423S | JDZXR-3C 3.3/v3 0.11/v3 0.11/3kV |  | 121EL-VT | 3GD |  | 12H | COMM | CS03 | Z001 | V |  | F | RM | PD | ZABB | HGQ | 3410121000 | PC |  | 1 | CNGELI3 | [5 empty] | 1 | 0 | PC | 2019-05-22 | 0 | PC
VTS-OT-D0413-HH28S | JDZX17-3R 3.3/v3 0.1/v3 0.1/v3 kV W.T |  | 121EL-VT | 3GB |  | 12H | COMM | CS03 | Z001 | V |  | F | RM | PD | ZABB | HGQ | 3410121000 | PC |  | 1 | T_GUIHUA_YE | [5 empty] | 1 | 0 | PC | 2015-11-04 | 0 | PC
VTS-OT-D0420-2020 | JDZX11-35W 33kV/rt3: 110V/rt3 CL0.5 / 30 |  | 121EL-VT | 3GB |  | 12H | COMM | CS03 | Z001 | V |  | F | RM | PD | ZABB | HGQ | 3410121000 | PC |  | 1 | CNXIHE4 | [5 empty] | 1 | 0 | PC | 2012-07-11 | 0 | PC
VTS-OT-D0420-4020S | JDZXR-3C 3.3/v3 0.11/v3 kV W.TUBE |  | 121EL-CT | 3GB |  | 12H | COMM | CS03 | Z001 | V |  | F | RM | PD | ZABB | HGQ | 3410121000 | PC |  | 1 | T_GUIHUA_YE | [5 empty] | 1 | 0 | PC | 2012-03-28 | 0 | PC
VTS-OT-D0420-4030S | JDZXR-3C 3.3 kV/rt3 : 110 V/rt3 |  | 121EL-VT | 3GB |  | 12H | COMM | CS03 | Z001 | V |  | F | RM | PD | ZABB | HGQ | 3410121000 | PC |  | 1 | CNJOCHE21 | [5 empty] | 1 | 0 | PC | 2020-08-20 | 0 | PC
VTS-OT-D0420-4080S | JDZXR-3C 3.3/v3 0.11/v3 kV 50VA/CL3P W.T |  | 121EL-VT | 3GB |  | 12H | COMM | CS03 | Z001 | V |  | F | RM | PD | ZABB | HGQ | 3410121000 | PC |  | 1 | T_GUIHUA_YE | [5 empty] | 1 | 0 | PC | 2015-06-26 | 0 | PC
VTS-OT-D0420-4090S | JDZXR-3C 3.3kV/rt3 : 0.11V/rt3, CL 0.5 & |  | 121EL-VT | 3GB |  | 12H | COMM | CS03 | Z001 | V |  | F | RM | PD | ZABB | HGQ | 3410121000 | PC |  | 1 | CNXIHE4 | [5 empty] | 1 | 0 | PC | 2015-11-12 | 0 | PC
VTS-OT-D0420-5020S | JDZXR-3C 3300/v3 110/v3 V W.TUBE |  | 121EL-VT | 3GB |  | 12H | COMM | CS03 | Z001 | V |  | F | RM | PD | ZABB | HGQ | 3410121000 | PC |  | 1 | T_GUIHUA_YE | [5 empty] | 1 | 0 | PC | 2012-02-16 | 0 | PC
VTS-OT-D0420-6020S | JDZXR-3C 3.3/v3 0.11/v3 kV 75VA/CL0.5 |  | 121EL-VT | 3GB |  | 12H | COMM | CS03 | Z001 | V |  | F | RM | PD | ZABB | HGQ | 3410121000 | PC |  | 1 | CNXIHE4 | [5 empty] | 1 | 0 | PC | 2016-04-12 | 0 | PC
VTS-OT-D0420-6090S | JDZXR-3C 3.3/v3 0.11/v3kV,75VA/CL0.5&3P |  | 121EL-VT | 3GB |  | 12H | COMM | CS03 | Z001 | V |  | F | RM | PD | ZABB | HGQ | 3410121000 | PC |  | 1 | CNXIHE4 | [5 empty] | 1 | 0 | PC | 2014-06-25 | 0 | PC
VTS-OT-D0420-8020 | JDZX11-35W 33/v3 0.11/v3 kV CL0.5, 100VA |  | 121EL-VT | 3GB |  | 12H | COMM | CS03 | Z001 | V |  | F | RM | PD | ZABB | HGQ | 3410121000 | PC |  | 1 | CNXIHE4 | [5 empty] | 1 | 0 | PC | 2012-07-04 | 0 | PC
VTS-OT-D0420-8020S | JDZX11-35R 33/v3 0.11/v3 kV CL0.5,100VA |  | 121EL-VT | 3GB |  | 12H | COMM | CS03 | Z001 | V |  | F | RM | PD | ZABB | HGQ | 3410121000 | PC |  | 1 | CNXIHE4 | [5 empty] | 1 | 0 | PC | 2012-05-07 | 0 | PC
VTS-OT-D0420-8030 | JDZX10-3C1 3.3/v3¦0.11/v3 1.0/100VA |  | 121EL |  |  | 12Q | COMM | CS03 | Z001 | V |  | F | RM | PD | ZABB | HGQ | 3410121000 | PC |  | 1 | CNXIHE4 | [5 empty] | 1 | 0 | PC | 2008-02-18 | 0 | PC
VTS-OT-D0420-8030S | JDZXR-3C 3.3/v3 /0.11/v3 kV 100VA/CL1.0 |  | 121EL-VT | 3GB |  | 12H | COMM | CS03 | Z001 | V |  | F | RM | PD | ZABB | HGQ | 3410121000 | PC |  | 1 | CNZHZHA51 | [5 empty] | 1 | 0 | PC | 2020-12-01 | 0 | PC
VTS-OT-D0420-H080S | JDZXR-3C 3.3/v3 0.11/v3 kV CL3P,25VA W.T |  | 121EL-VT | 3GB |  | 12H | COMM | CS03 | Z001 | V |  | F | RM | PD | ZABB | HGQ | 3410121000 | PC |  | 1 | T_GUIHUA_YE | [5 empty] | 1 | 0 | PC | 2014-12-24 | 0 | PC
VTS-OT-D0420-R0D0S | JDZXR-3C 3.3kV/rt3: 110V/rt3;CL 1.0 & 6P |  | 121EL-VT | 3GB |  | 12H | COMM | CS03 | Z001 | V |  | F | RM | PD | ZABB | HGQ | 3410121000 | PC |  | 1 | CNXIHE4 | [5 empty] | 1 | 0 | PC | 2010-06-14 | 0 | PC
VTS-OT-D04204020S1 | JDZXR-3C 3.3/v3 /0.11/v3 kV 50VA/CL0.5 |  | 121EL-VT | 3GD |  | 12H | COMM | CS03 | Z001 | V |  | F | RM | PD | ZABB | HGQ | 3410121000 | PC |  | 1 | CNGELI3 | [5 empty] | 1 | 0 | PC | 2019-11-14 | 0 | PC
VTS-OT-D0421-4433S | JDZX17-3R 3.3/v3¦.11/v3¦.11/3KV 1.0/50;3 |  | 121EL | 3GB |  | 12H | COMM | CS03 | Z001 | V |  | F | RM | PD | ZABB | HGQ | 3410121000 | PC |  | 1 | CNXIHE4 | [5 empty] | 1 | 0 | PC | 2008-05-22 | 0 | PC
VTS-OT-D0422-2213S | JDZX17-3R Us=0.11/V3 kV/0.11/3 kV |  | 121EL-VT | 3GB |  | 12H | COMM | CS03 | Z001 | V |  | F | RM | PD | ZABB | HGQ | 3410121000 | PC |  | 1 | CNJOCHE21 | [5 empty] | 1 | 0 | PC | 2021-01-22 | 0 | PC
VTS-OT-D0422-2223S | JDZXR-3C 3.3/v3¦0.11/v3¦0.11/3 kV;30VA |  | 121EL-VT | 3GB |  | 12H | COMM | CS03 | Z001 | V |  | F | RM | PD | ZABB | HGQ | 3410121000 | PC |  | 1 | CNXIHE4 | [5 empty] | 1 | 0 | PC | 2010-06-24 | 0 | PC
VTS-OT-D0422-2233 | JDZX10-6C1 Us=0.11/V3 kV/0.11/3 kV |  | 121EL-VT |  |  | 129 | COMM | CS03 | Z001 | V |  | F | RM | PD | ZABB | HGQ | 3410121000 | PC |  | 1 | CNJOCHE21 | [5 empty] | 1 | 0 | PC | 2021-01-06 | 0 | PC
VTS-OT-D0422-4423 | JDZX10-3C1 3.3/v3 .11/v3 .11/3kV 50VA/ |  | 121EL-VT | 3GB |  | 12H | COMM | CS03 | Z001 | V |  | F | RM | PD | ZABB | HGQ | 3410121000 | PC |  | 1 | CNXIHE4 | [5 empty] | 1 | 0 | PC | 2011-05-06 | 0 | PC
VTS-OT-D0422-4423S | JDZXR-3C 3300/v3 110/v3 110/3V 50VA/CL |  | 121EL-VT | 3GB |  | 12H | COMM | CS03 | Z001 | V |  | F | RM | PD | ZABB | HGQ | 3410121000 | PC |  | 1 | CNXIHE4 | [5 empty] | 1 | 0 | PC | 2011-01-07 | 0 | PC
VTS-OT-D0422-4433 | JDZX10-3C1 3.3/v3¦.11/v3¦.11/3KV 1.0/3P |  | 121EL-VT | 3GB |  | 12H | COMM | CS03 | Z001 | V |  | F | RM | PD | ZABB | HGQ | 3410121000 | PC |  | 1 | CNXIHE4 | [5 empty] | 1 | 0 | PC | 2009-02-10 | 0 | PC
VTS-OT-D0422-5823 | JDZX10-3C1 3.3/v3 .11/v3 .11/3kV 60VA/0. |  | 121EL-VT | 3GB |  | 12H | COMM | CS03 | Z001 | V |  | F | RM | PD | ZABB | HGQ | 3410121000 | PC |  | 1 | CNXIHE4 | [5 empty] | 1 | 0 | PC | 2015-09-18 | 0 | PC
VTS-OT-D0422-8833S | JDZXR-3C 3.3/v3 0.11/v3 0.11/3 kV |  | 121EL-VT | 3GB |  | 12H | COMM | CS03 | Z001 | V |  | F | RM | PD | ZABB | HGQ | 3410121000 | PC |  | 1 | CNXIHE4 | [5 empty] | 1 | 0 | PC | 2013-04-27 | 0 | PC
VTS-OT-D0422-H423S | JDZXR-3C 3.3/v3 0.11/v3 0.11/3 kV W.TUBE |  | 121EL-VT | 3GB |  | 12H | COMM | CS03 | Z001 | V |  | F | RM | PD | ZABB | HGQ | 3410121000 | PC |  | 1 | T_GUIHUA_YE | [5 empty] | 1 | 0 | PC | 2012-08-21 | 0 | PC
VTS-OT-D0422-L411S | JDZXR-3C 3.3/v3 0.11/v3 0.11/3 kV W.TUBE |  | 121EL-VT | 3GB |  | 12H | COMM | CS03 | Z001 | V |  | F | RM | PD | ZABB | HGQ | 3410121000 | PC |  | 1 | T_GUIHUA_YE | [5 empty] | 1 | 0 | PC | 2015-03-03 | 0 | PC
VTS-OT-D04222223S1 | JDZXR-3C 3.3/v3 0.11/v3 0.11/3 kV |  | 121EL-VT | 3GB |  | 12H | COMM | CS03 | Z001 | V |  | F | RM | PD | ZABB | HGQ | 3410121000 | PC |  | 1 | CNXIHE4 | [5 empty] | 1 | 0 | PC | 2017-12-06 | 0 | PC
VTS-OT-D04224423S1 | JDZXR-3C 3.3/v3 0.11/v3 0.11/3 kV W.TUBE |  | 121EL-VT | 3GB |  | 12H | COMM | CS03 | Z001 | V |  | F | RM | PD | ZABB | HGQ | 3410121000 | PC |  | 1 | T_GUIHUA_YE | [5 empty] | 1 | 0 | PC | 2013-10-14 | 0 | PC
VTS-OT-D0424-1123S | JDZXR-3C 3.3/v3 0.11/v3 0.11/v3kV 15VA/C |  | 121EL-VT | 3GB |  | 12H | COMM | CS03 | Z001 | V |  | F | RM | PD | ZABB | HGQ | 3410121000 | PC |  | 1 | CNXIHE4 | [5 empty] | 1 | 0 | PC | 2015-06-10 | 0 | PC
VTS-OT-D0424-HH23 | JDZX10-3C1 3.3/rt3:0.11/rt3:0.11/rt3 KV |  | 121EL-VT | 3GB |  | 12H | COMM | CS03 | Z001 | V |  | F | RM | PD | ZABB | HGQ | 3410121000 | PC |  | 1 | CNXIHE4 | [5 empty] | 1 | 0 | PC | 2013-09-04 | 0 | PC
VTS-OT-D0424-RR31S | JDZXR-3C 3.3kV/rt3: 110V/rt3: 110V/rt3 |  | 121EL-VT | 3GB |  | 12H | COMM | CS03 | Z001 | V |  | F | RM | PD | ZABB | HGQ | 3410121000 | PC |  | 1 | CNXIHE4 | [5 empty] | 1 | 0 | PC | 2010-06-14 | 0 | PC
VTS-OT-D042B-8823 | JDZX11-35W 33/v3 .11/v3 .11KV 0.5/3P |  | 121EL-VT | 3GB |  | 12H | COMM | CS03 | Z001 | V |  | F | RM | PD | ZABB | HGQ | 3410121000 | PC |  | 1 | CNXIHE4 | [5 empty] | 1 | 0 | PC | 2010-04-28 | 0 | PC
VTS-OT-D042B-8823S | JDZX11-35R 33/v3 .11/v3 .11kV,100VA/0.5 |  | 121EL-VT | 3GB |  | 12H | COMM | CS03 | Z001 | V |  | F | RM | PD | ZABB | HGQ | 3410121000 | PC |  | 1 | CNXIHE4 | [5 empty] | 1 | 0 | PC | 2010-04-28 | 0 | PC
VTS-OT-D0537-4423 | JDZX17-6R 4.2/v3 0.12/v3 0.12/3kV, 50VA/ |  | 121EL-VT | 3GB |  | 12H | COMM | CS03 | Z001 | V |  | F | RM | PD | ZABB | HGQ | 3410121000 | PC |  | 1 | T_GUIHUA_YE | [5 empty] | 1 | 0 | PC | 2012-03-20 | 0 | PC
VTS-OT-D0602-4030 | JDZXR-6C 6.6/v3 0.11/v3 kV CL 1.0/ 50VA |  | 121EL-VT | 3GB |  | 129 | COMM | CS03 | Z001 | V |  | F | RM | PD | ZABB | HGQ | 3410121000 | PC |  | 1 | CNZHZHO5 | [5 empty] | 1 | 0 | PC | 2018-10-26 | 0 | PC
VTS-OT-D0610-2020S | JDZX17-6R 6/v3 0.1/v3kV 30VA/CL0.5 |  | 121EL-VT | 3GB |  | 12H | COMM | CS03 | Z001 | V |  | F | RM | PD | ZABB | HGQ | 3410121000 | PC |  | 1 | CNXIHE4 | [5 empty] | 1 | 0 | PC | 2014-01-21 | 0 | PC
VTS-OT-D0610-4020 | JDZX10-6C1 6/v3 0.1/v3kV CL0.5/50VA |  | 121EL-VT | 3GB |  | 12H | COMM | CS03 | Z001 | V |  | F | RM | PD | ZABB | HGQ | 3410121000 | PC |  | 1 | CNXIHE4 | [5 empty] | 1 | 0 | PC | 2014-11-07 | 0 | PC
VTS-OT-D0610-4020S | JDZX17-6R 6/v3¦.1/v3kV 50VA/CL0.5 |  | 121EL-VT | 3GB |  | 12H | COMM | CS03 | Z001 | V |  | F | RM | PD | ZABB | HGQ | 3410121000 | PC |  | 1 | CNXIHE4 | [5 empty] | 1 | 0 | PC | 2010-11-23 | 0 | PC
VTS-OT-D0610-4030S | JDZXR-6C 6/v3 0.1/v3kV,50VA/CL 1.0 |  | 121EL-VT | 3GB |  | 12H | COMM | CS03 | Z001 | V |  | F | RM | PD | ZABB | HGQ | 3410121000 | PC |  | 1 | CNXIHE4 | [5 empty] | 1 | 0 | PC | 2014-07-22 | 0 | PC
VTS-OT-D0611-2223 | JDZX10-6C1 6/v3 0.1/v3 0.1/3KV 30VA/0.5 |  | 121EL-VT | 3GB |  | 12H | COMM | CS03 | Z001 | V |  | F | RM | PD | ZABB | HGQ | 3410121000 | PC |  | 1 | CNXIHE4 | [5 empty] | 1 | 0 | PC | 2012-10-30 | 0 | PC
VTS-OT-D0611-2421 | JDZX10-6C1 6/v3 0.1/v3 0.1/3kV;0.5/6P |  | 121EL-VT | 3GB |  | 12H | COMM | CS03 | Z001 | V |  | F | RM | PD | ZABB | HGQ | 3410121000 | PC |  | 1 | CNDUYAN | [5 empty] | 1 | 0 | PC | 2018-04-10 | 0 | PC
VTS-OT-D0611-2421S | JDZX17-6R 6/v3 0.1/v3 0.1/3kV;0.5/6P |  | 121EL-VT | 3GB |  | 12H | COMM | CS03 | Z001 | V |  | F | RM | PD | ZABB | HGQ | 3410121000 | PC |  | 1 | CNDUYAN | [5 empty] | 1 | 0 | PC | 2018-04-10 | 0 | PC
VTS-OT-D0611-2423S | JDZXR-6C 6/v3 0.1/v3 0.1/3kV |  | 121EL-VT | 3GD |  | 12H | COMM | CS03 | Z001 | V |  | F | RM | PD | ZABB | HGQ | 3410121000 | PC |  | 1 | CNGELI3 | [5 empty] | 1 | 0 | PC | 2019-07-05 | 0 | PC
VTS-OT-D0611-2823S | JDZX17-6R 6/v3 0.1/v3 0.1/3kV CL0.5/3P |  | 121EL-VT | 3GB |  | 12H | COMM | CS03 | Z001 | V |  | F | RM | PD | ZABB | HGQ | 3410121000 | PC |  | 1 | CNXIHE4 | [5 empty] | 1 | 0 | PC | 2014-01-21 | 0 | PC
VTS-OT-D0611-4421S | JDZXR-6C 6/v3 0.1/v3 0.1/3 kV CL 0.5/6P |  | 121EL-VT | 3GB |  | 12H | COMM | CS03 | Z001 | V |  | F | RM | PD | ZABB | HGQ | 3410121000 | PC |  | 1 | CNXIHE4 | [5 empty] | 1 | 0 | PC | 2013-05-17 | 0 | PC
VTS-OT-D0611-4423 | JDZX17-6R 6/v3 0.1/v3 0.1/3KV 50VA/CL0.5 |  | 121EL-VT | 3GB |  | 12H | COMM | CS03 | Z001 | V |  | F | RM | PD | ZABB | HGQ | 3410121000 | PC |  | 1 | CNXIHE4 | [5 empty] | 1 | 0 | PC | 2012-10-30 | 0 | PC
VTS-OT-D0611-4423S | JDZXR-6C 6/v3¦.1/v3¦.1/3kV,50VA/0.5,50VA |  | 121EL-VT | 3GB |  | 12H | COMM | CS03 | Z001 | V |  | F | RM | PD | ZABB | HGQ | 3410121000 | PC |  | 1 | CNXIHE4 | [5 empty] | 1 | 0 | PC | 2010-09-29 | 0 | PC
VTS-OT-D0611-8823 | JDZX17-6 6/v3 0.1/v3 0.1/3KV 100VA/CL0.5 |  | 121EL-VT | 3GB |  | 12H | COMM | CS03 | Z001 | V |  | F | RM | PD | ZABB | HGQ | 3410121000 | PC |  | 1 | CNXIHE4 | [5 empty] | 1 | 0 | PC | 2012-10-30 | 0 | PC
VTS-OT-D0611-F843 | JDZX11-6 6/v3 .1/v3 .1/3 kV 500VA/CL3 |  | 121EL-VT | 3GB |  | 12H | COMM | CS03 | Z001 | V |  | F | RM | PD | ZABB | HGQ | 3410121000 | PC |  | 1 | T_GUIHUA_YE | [5 empty] | 1 | 0 | PC | 2013-06-26 | 0 | PC
VTS-OT-D0611-L423 | JDZX-6CQ2 6/v3 0.1/v3 0.1/3kV |  | 121EL-VT | 3GB |  | 12H | COMM | CS03 | Z001 | V |  | F | RM | PD | ZABB | HGQ | 3410121000 | PC |  | 1 | CNGELI3 | [5 empty] | 1 | 0 | PC | 2020-01-03 | 0 | PC
VTS-OT-D06114423-1 | JDZX17-6R 6/v3 0.1/v3 0.1/3KV 50VA/CL0.5 |  | 121EL-VT |  |  | B03 | COMM | CS03 | Z001 | V |  | F | RM | PD | ZABB | HGQ | 3410121000 | PC |  | 1 | CNXIHE4 | [5 empty] | 1 | 0 | PC | 2013-01-22 | 0 | PC
VTS-OT-D06114423-2 | JDZX10-6C1 6/v3 0.1/v3 0.1/3 kV |  | 121EL-VT | 3GB |  | 12H | COMM | CS03 | Z001 | V |  | F | RM | PD | ZABB | HGQ | 3410121000 | PC |  | 1 | CNXIHE4 | [5 empty] | 1 | 0 | PC | 2013-03-26 | 0 | PC
VTS-OT-D06114423-3 | JDZX10-6C1 6/v3 0.1/v3 0.1/3 kV CL0.5/3P |  | 121EL-VT |  |  | B03 | COMM | CS03 | Z001 | V |  | F | RM | PD | ZABB | HGQ | 3410121000 | PC |  | 1 | CNXIHE4 | [5 empty] | 1 | 0 | PC | 2013-03-29 | 0 | PC
VTS-OT-D06114423-4 | JDZX10-6C1G-A 6000/v3 100/v3 100/3 V |  | 121EL-VT | 3GB |  | 12H | COMM | CS03 | Z001 | V |  | F | RM | PD | ZABB | HGQ | 3410121000 | PC |  | 1 | CNDUYAN | [5 empty] | 1 | 0 | PC | 2019-12-10 | 0 | PC
VTS-OT-D06114423S1 | JDZXR-6C 6.0/V3/0.1/V3/0.1/3kV |  | 121EL-VT | 3GB |  | 12H | COMM | CS03 | Z001 | V |  | F | RM | PD | ZABB | HGQ | 3410121000 | PC |  | 1 | CNDUYAN | [5 empty] | 1 | 0 | PC | 2019-12-10 | 0 | PC
VTS-OT-D0620-2020 | JDZX17-6 6/v3 0.11/v3 kV CL 0.5/ 30VA |  | 121EL-VT |  |  | B03 | COMM | CS03 | Z001 | V |  | F | RM | PD | ZABB | HGQ | 3410121000 | PC |  | 1 | CNXIHE4 | [5 empty] | 1 | 0 | PC | 2013-03-13 | 0 | PC
VTS-OT-D0620-2020S | JDZXR-6C 6/v3 0.11/v3 kV CL 0.5/ 30VA |  | 121EL-VT | 3GB |  | 12H | COMM | CS03 | Z001 | V |  | F | RM | PD | ZABB | HGQ | 3410121000 | PC |  | 1 | CNXIHE4 | [5 empty] | 1 | 0 | PC | 2013-07-15 | 0 | PC
VTS-OT-D06202020-1 | JDZX17-6R 6/v3 0.11/v3 kV CL 0.5/ 30VA |  | 121EL-VT | 3GB |  | 12H | COMM | CS03 | Z001 | V |  | F | RM | PD | ZABB | HGQ | 3410121000 | PC |  | 1 | CNXIHE4 | [5 empty] | 1 | 0 | PC | 2013-03-25 | 0 | PC
VTS-OT-D0622-1H13 | JDZX10-6C1 6/v3 0.11/v3 0.11/3kV |  | 121EL-VT |  |  | 129 | COMM | CS03 | Z001 | V |  | F | RM | PD | ZABB | HGQ | 3410121000 | PC |  | 1 | CNGELI3 | [5 empty] | 1 | 0 | PC | 2019-05-30 | 0 | PC
VTS-OT-D0622-2223 | JDZX10-6C1 6/v3¦.11/v3¦.11/3kV,30VA/0.5 |  | 121EL | 3GB |  | 12H | COMM | CS03 | Z001 | V |  | F | RM | PD | ZABB | HGQ | 3410120000 | PC |  | 1 | Y_PPM_01 | [5 empty] | 1 | 0 | PC | 2007-12-04 | 0 | PC
VTS-OT-D0622-22231 | JDZX17-6R 6/v3¦.11/v3¦.11/3kV,30VA/0.5 |  | 121EL | 3GB |  | 12H | COMM | CS03 | Z001 | V |  | F | RM | PD | ZABB | HGQ | 3410120000 | PC |  | 1 | Y_PPM_01 | [5 empty] | 1 | 0 | PC | 2007-12-04 | 0 | PC
VTS-OT-D0622-2223S | JDZX13-6R 6/v3¦.11/v3¦.11/3kV 0.5/3P |  | 121EL |  |  | 12Q | COMM | CS03 | Z001 | V |  | F | RM | PD | ZABB | HGQ | 3410120000 | PC |  | 1 | Y_PPM_01 | [5 empty] | 1 | 0 | PC | 2007-12-04 | 0 | PC
VTS-OT-D0622-2293S | JDZX17-6R 6/v3 0.11/v3 0.11/3kV |  | 121EL-VT | 3GB |  | 12H | COMM | CS03 | Z001 | V |  | F | RM | PD | ZABB | HGQ | 3410121000 | PC |  | 1 | CNGELI3 | [5 empty] | 1 | 0 | PC | 2019-03-08 | 0 | PC
VTS-OT-D0622-2423S | JDZXR-6C 6/v3 0.11/v3 0.11/3kV 30VA/CL0. |  | 121EL-VT | 3GB |  | 12H | COMM | CS03 | Z001 | V |  | F | RM | PD | ZABB | HGQ | 3410121000 | PC |  | 1 | CNXIHE4 | [5 empty] | 1 | 0 | PC | 2013-03-13 | 0 | PC
VTS-OT-D0622-4423 | JDZX10-6C1 6/v3 0.11/v3 0.11/3KV 50VA/ |  | 121EL-VT | 3GB |  | 12H | COMM | CS03 | Z001 | V |  | F | RM | PD | ZABB | HGQ | 3410121000 | PC |  | 1 | CNXIHE4 | [5 empty] | 1 | 0 | PC | 2010-12-08 | 0 | PC
VTS-OT-D0622-4423S | JDZXR-6C 6/v3 0.11/v3 0.11/3kV W.TUBE |  | 121EL-VT | 3GB |  | 12H | COMM | CS03 | Z001 | V |  | F | RM | PD | ZABB | HGQ | 3410121000 | PC |  | 1 | T_GUIHUA_YE | [5 empty] | 1 | 0 | PC | 2012-11-08 | 0 | PC
VTS-OT-D0622-4428S | JDZXR-6C 6/V3:0.11/V3:0.11/3 |  | 121EL-VT | 3GB |  | 12H | COMM | CS03 | Z001 | V |  | F | RM | PD | ZABB | HGQ | 3410121000 | PC |  | 1 | CNDUYAN | [5 empty] | 1 | 0 | PC | 2020-08-18 | 0 | PC
VTS-OT-D0624-2223S | JDZXR-6C 6/V3kV,0.11/V3 kV,0.11/3 kV |  | 121EL-VT | 3GD |  | 12H | COMM | CS03 | Z001 | V |  | F | RM | PD | ZABB | HGQ | 3410121000 | PC |  | 1 | CNJISU10 | [5 empty] | 1 | 0 | PC | 2021-12-03 | 0 | PC
VTS-OT-D0624-4423S | JDZX17-6R 6/v3¦.11/v3¦.11/v3kV,50VA/0.5 |  | 121EL | 3GB |  | 12H | COMM | CS03 | Z001 | V |  | F | RM | PD | ZABB | HGQ | 3410121000 | PC |  | 1 | CNXIHE4 | [5 empty] | 1 | 0 | PC | 2008-09-16 | 0 | PC
VTS-OT-D0624-4433S | JDZXR-6C 6/v3 0.110/v3 0.110/v3 kV |  | 121EL-VT | 3GB |  | 12H | COMM | CS03 | Z001 | V |  | F | RM | PD | ZABB | HGQ | 3410121000 | PC |  | 1 | T_GUIHUA_YE | [5 empty] | 1 | 0 | PC | 2011-09-19 | 0 | PC
VTS-OT-D0624-443CS | JDZXR-6C 6/v3 0.11/v3 0.11/v3kV 50VA/CL1 |  | 121EL-VT | 3GB |  | 12H | COMM | CS03 | Z001 | V |  | F | RM | PD | ZABB | HGQ | 3410121000 | PC |  | 1 | CNXIHE4 | [5 empty] | 1 | 0 | PC | 2011-05-12 | 0 | PC
VTS-OT-D0624-883CS | JDZX17-6R 6/v3 0.11/v3 0.11/v3kV 100VA/ |  | 121EL-VT | 3GB |  | 12H | COMM | CS03 | Z001 | V |  | F | RM | PD | ZABB | HGQ | 3410121000 | PC |  | 1 | CNXIHE4 | [5 empty] | 1 | 0 | PC | 2011-05-12 | 0 | PC
VTS-OT-D0702-8030S | JDZX17-6R 6.6/√3 0.11/√3kV,100VA/CL1 |  | 121EL-VT | 3GB |  | 12H | COMM | CS03 | Z001 | V |  | F | RM | PD | ZABB | HGQ | 3410121000 | PC |  | 1 | CNDUYAN | [5 empty] | 1 | 0 | PC | 2018-03-12 | 0 | PC
VTS-OT-D0710-8020 | JDZX17-6R 6.6/v3 0.1/v3 KV 100VA/CL0.5 |  | 121EL-VT | 3GB |  | 12H | COMM | CS03 | Z001 | V |  | F | RM | PD | ZABB | HGQ | 3410121000 | PC |  | 1 | CNXIHE4 | [5 empty] | 1 | 0 | PC | 2011-01-11 | 0 | PC
VTS-OT-D0711-2411 | JDZX10-6C1 6.6/v3 0.1/v3 0.1/3kV |  | 121EL-VT |  |  | 129 | COMM | CS03 | Z001 | V |  | F | RM | PD | ZABB | HGQ | 3410121000 | PC |  | 1 | CNDUYAN | [5 empty] | 1 | 0 | PC | 2020-09-28 | 0 | PC
VTS-OT-D0711-4823S | JDZXR-6C 6.6/v3 0.1/v3 0.1/3kV |  | 121EL-VT | 3GB |  | 12H | COMM | CS03 | Z001 | V |  | F | RM | PD | ZABB | HGQ | 3410121000 | PC |  | 1 | CNGELI3 | [5 empty] | 1 | 0 | PC | 2020-02-21 | 0 | PC
VTS-OT-D0711-5423 | JDZX10-6C1 6.6/v3¦.1/v3¦.1/3kV,60VA/0.5, |  | 121EL | 3GB |  | 12H | COMM | CS03 | Z001 | V |  | F | RM | PD | ZABB | HGQ | 3410121001 | PC |  | 1 | Y_PPM_01 | [5 empty] | 1 | 0 | PC | 2007-12-04 | 0 | PC
VTS-OT-D0711-8823 | JDZX17-6R 6.6/v3 0.1/v3 0.1/3KV 100VA/CL |  | 121EL-VT | 3GB |  | 12H | COMM | CS03 | Z001 | V |  | F | RM | PD | ZABB | HGQ | 3410121000 | PC |  | 1 | CNXIHE4 | [5 empty] | 1 | 0 | PC | 2011-01-11 | 0 | PC
VTS-OT-D0711-I411 | JDZX10-6C1 6.6/v3 0.1/v3 0.1/3kV |  | 121EL-VT | 3GB |  | 12H | COMM | CS03 | Z001 | V |  | F | RM | PD | ZABB | HGQ | 3410121000 | PC |  | 1 | CNDUYAN | [5 empty] | 1 | 0 | PC | 2020-10-09 | 0 | PC
VTS-OT-D0711-L411S | JDZXR-6C 6.6/v3¦0.1/v3¦0.1/3kV |  | 121EL-VT | 3GB |  | 12H | COMM | CS03 | Z001 | V |  | F | RM | PD | ZABB | HGQ | 3410121000 | PC |  | 1 | CNZHZHA51 | [5 empty] | 1 | 0 | PC | 2020-11-05 | 0 | PC
VTS-OT-D0711-L413S | JDZXR-6C 6.6/v3 0.1/v3 0.1/3kV |  | 121EL-VT | 3GB |  | 12H | COMM | CS03 | Z001 | V |  | F | RM | PD | ZABB | HGQ | 3410121000 | PC |  | 1 | CNGELI3 | [5 empty] | 1 | 0 | PC | 2019-08-06 | 0 | PC
VTS-OT-D0713-HH23 | JDZX10-6C1 6.6/v3 0.1/v3 0.1/v3kV |  | 121EL-VT | 3GB |  | 12H | COMM | CS03 | Z001 | V |  | F | RM | PD | ZABB | HGQ | 3410121000 | PC |  | 1 | CNXIHE4 | [5 empty] | 1 | 0 | PC | 2011-03-30 | 0 | PC
VTS-OT-D0720-1010 | JDZXR22-10C1 6.6/v3 0.11/v3 0.11/v3 kV |  | 121EL-VT |  |  | 129 | COMM | CS03 | Z001 | V |  | F | RM | PD | ZABB | HGQ | 3410121000 | PC |  | 1 | CNZHZHA51 | [5 empty] | 1 | 0 | PC | 2021-01-27 | 0 | PC
VTS-OT-D0720-1010S | JDZX17-10R 11/v3-6.6/v3 0.11/v3 kV;15VA/ |  | 121EL-VT |  |  | 129 | COMM | CS03 | Z001 | V |  | F | RM | PD | ZABB | HGQ | 3410121000 | PC |  | 1 | CNJOCHE21 | [5 empty] | 1 | 0 | PC | 2021-03-09 | 0 | PC
VTS-OT-D0720-1030S | JDZXR-6C 6.6/v3 0.11/v3 kV 15VA/CL1.0 |  | 121EL-VT | 3GB |  | 12H | COMM | CS03 | Z001 | V |  | F | RM | PD | ZABB | HGQ | 3410121000 | PC |  | 1 | CNXIHE4 | [5 empty] | 1 | 0 | PC | 2011-01-28 | 0 | PC
VTS-OT-D0720-2010S | JDZXR-6C 6.6/v3 0.11/v3 kV 30VA/CL0.2 |  | 121EL-VT | 3GB |  | 12H | COMM | CS03 | Z001 | V |  | F | RM | PD | ZABB | HGQ | 3410121000 | PC |  | 1 | CNSHYE6 | [5 empty] | 1 | 0 | PC | 2019-10-20 | 0 | PC
VTS-OT-D0720-4020 | JDZXR-6C 6.6/v3¦.11/v3,50VA/0.5 |  | 121EL | 3GB |  | 12H | COMM | CS03 | Z001 | V |  | F | RM | PD | ZABB | HGQ | 3410120000 | PC |  | 1 | Y_PPM_01 | [5 empty] | 1 | 0 | PC | 2007-12-04 | 0 | PC
VTS-OT-D0720-4020S | JDZXR-6C 6600/v3 110/v3V 50VA/CL0.5 |  | 121EL-VT | 3GB |  | 12H | COMM | CS03 | Z001 | V |  | F | RM | PD | ZABB | HGQ | 3410121000 | PC |  | 1 | CNXIHE4 | [5 empty] | 1 | 0 | PC | 2010-07-21 | 0 | PC
VTS-OT-D0720-4030 | JDZX10-6C1 6.6/v3 0.11/v3 kV 50VA/CL1.0 |  | 121EL-VT | 3GB |  | 12H | COMM | CS03 | Z001 | V |  | F | RM | PD | ZABB | HGQ | 3410121000 | PC |  | 1 | CNXIHE4 | [5 empty] | 1 | 0 | PC | 2011-01-19 | 0 | PC
VTS-OT-D0720-4030S | JDZX17-6R 6600/v3 110/v3 50VA/CL1.0 |  | 121EL-VT | 3GB |  | 12H | COMM | CS03 | Z001 | V |  | F | RM | PD | ZABB | HGQ | 3410121000 | PC |  | 1 | CNXIHE4 | [5 empty] | 1 | 0 | PC | 2010-12-30 | 0 | PC
VTS-OT-D0720-4080 | JDZXR-6C 6.6/v3 0.11/v3kV 50VA/CL3P |  | 121EL-VT |  |  | B03 | COMM | CS03 | Z001 | V |  | F | RM | PD | ZABB | HGQ | 3410121000 | PC |  | 1 | CNXIHE4 | [5 empty] | 1 | 0 | PC | 2013-03-29 | 0 | PC
VTS-OT-D0720-4080S | JDZX17-6R 6.6/v3 0.11/v3 kV 50VA/3P |  | 121EL-VT | 3GB |  | 12H | COMM | CS03 | Z001 | V |  | F | RM | PD | ZABB | HGQ | 3410121000 | PC |  | 1 | CNXIHE4 | [5 empty] | 1 | 0 | PC | 2011-06-15 | 0 | PC
VTS-OT-D0720-4090S | JDZXR-6C 6.6/v3 0.11/v3 kV;CL0.5&3P/50VA |  | 121EL-VT | 3GB |  | 12H | COMM | CS03 | Z001 | V |  | F | RM | PD | ZABB | HGQ | 3410121000 | PC |  | 1 | T_GUIHUA_YE | [5 empty] | 1 | 0 | PC | 2011-10-25 | 0 | PC
VTS-OT-D0720-5020 | JDZX10-6C1 6.6/v3¦.11/v3,60VA/0.5 |  | 121EL | 3GB |  | 12H | COMM | CS03 | Z001 | V |  | F | RM | PD | ZABB | HGQ | 3410120000 | PC |  | 1 | Y_PPM_01 | [5 empty] | 1 | 0 | PC | 2007-12-04 | 0 | PC
VTS-OT-D0720-5020S | JDZXR-6C 6.6/v3 0.11/v3 kV 60VA/CL0.5 |  | 121EL-VT | 3GB |  | 12H | COMM | CS03 | Z001 | V |  | F | RM | PD | ZABB | HGQ | 3410121000 | PC |  | 1 | T_GUIHUA_YE | [5 empty] | 1 | 0 | PC | 2011-12-15 | 0 | PC
VTS-OT-D0720-6020S | JDZX17-6R 6.6/v3 0.11/v3kV,75VA/CL0.5 |  | 121EL-VT | 3GB |  | 12H | COMM | CS03 | Z001 | V |  | F | RM | PD | ZABB | HGQ | 3410121000 | PC |  | 1 | CNXIHE4 | [5 empty] | 1 | 0 | PC | 2014-04-11 | 0 | PC
VTS-OT-D0720-8020S | JDZX17-6R 6.6/v3 0.11/v3 kV;100VA/CL0.5 |  | 121EL-VT | 3GB |  | 12H | COMM | CS03 | Z001 | V |  | F | RM | PD | ZABB | HGQ | 3410121000 | PC |  | 1 | CNXIHE4 | [5 empty] | 1 | 0 | PC | 2011-08-02 | 0 | PC
VTS-OT-D0720-8030 | JDZX10-6C1 6.6/v3 0.11/v3kV 100VA/CL1.0 |  | 121EL-VT | 3GB |  | 12H | COMM | CS03 | Z001 | V |  | F | RM | PD | ZABB | HGQ | 3410121000 | PC |  | 1 | CNXIHE4 | [5 empty] | 1 | 0 | PC | 2011-01-19 | 0 | PC
VTS-OT-D0720-8030S | JDZXR-6C 6600/v3 110/v3 100VA/CL1.0 |  | 121EL-VT | 3GB |  | 12H | COMM | CS03 | Z001 | V |  | F | RM | PD | ZABB | HGQ | 3410121000 | PC |  | 1 | CNXIHE4 | [5 empty] | 1 | 0 | PC | 2010-12-31 | 0 | PC
VTS-OT-D0720-H080S | JDZXR-6C 6.6/v3 0.11/v3 kV 3P/25VA W.TUB |  | 121EL-VT | 3GB |  | 12H | COMM | CS03 | Z001 | V |  | F | RM | PD | ZABB | HGQ | 3410121000 | PC |  | 1 | T_GUIHUA_YE | [5 empty] | 1 | 0 | PC | 2015-06-24 | 0 | PC
VTS-OT-D0720-L030S | JDZXR-6C 6.6/v3 0.11/v3 kV 10VA/CL1.0 |  | 121EL-VT | 3GB |  | 12H | COMM | CS03 | Z001 | V |  | F | RM | PD | ZABB | HGQ | 3410121000 | PC |  | 1 | CNXIHE4 | [5 empty] | 1 | 0 | PC | 2011-06-01 | 0 | PC
VTS-OT-D0720-S030S | JDZXR-6C 6.6/v3 0.11/v3kV 3VA/CL1.0 |  | 121EL-VT | 3GB |  | 12H | COMM | CS03 | Z001 | V |  | F | RM | PD | ZABB | HGQ | 3410121000 | PC |  | 1 | CNXIHE4 | [5 empty] | 1 | 0 | PC | 2011-02-12 | 0 | PC
VTS-OT-D07204020S1 | JDZXR-6C 6.6/v3 0.11/v3 kV 50VA/CL 0.5 |  | 121EL-VT | 3GB |  | 12H | COMM | CS03 | Z001 | V |  | F | RM | PD | ZABB | HGQ | 3410121000 | PC |  | 1 | CNXIHE4 | [5 empty] | 1 | 0 | PC | 2016-05-04 | 0 | PC
VTS-OT-D07204030-1 | JDZX10-6C1 6.6/V3/0.11/V3 kV,1.0/50VA |  | 121EL-VT | 3GB |  | 12H | COMM | CS03 | Z001 | V |  | F | RM | PD | ZABB | HGQ | 3410121000 | PC |  | 1 | CNGELI3 | [5 empty] | 1 | 0 | PC | 2019-07-15 | 0 | PC
VTS-OT-D07204030S1 | JDZXR-6C 6.6/v3 0.11/v3 kV 50VA/CL1.0 |  | 121EL-VT | 3GB |  | 12H | COMM | CS03 | Z001 | V |  | F | RM | PD | ZABB | HGQ | 3410121000 | PC |  | 1 | CNXIHE4 | [5 empty] | 1 | 0 | PC | 2011-01-19 | 0 | PC
VTS-OT-D07204030S2 | JDZXR-6C 6.6/V3/0.11/V3 kV,1.0/50VA |  | 121EL-VT | 3GB |  | 12H | COMM | CS03 | Z001 | V |  | F | RM | PD | ZABB | HGQ | 3410121000 | PC |  | 1 | CNGELI3 | [5 empty] | 1 | 0 | PC | 2019-07-15 | 0 | PC
VTS-OT-D07208030-1 | JDZX17-6 6.6/v3 0.11/v3kV 100VA/CL1.0 |  | 121EL-VT | 3GB |  | 12H | COMM | CS03 | Z001 | V |  | F | RM | PD | ZABB | HGQ | 3410121000 | PC |  | 1 | CNXIHE4 | [5 empty] | 1 | 0 | PC | 2014-01-27 | 0 | PC
VTS-OT-D07208030-2 | JDZX10-6C1 6.6/v3 0.11/v3 100VA/CL1.0 |  | 121EL-VT | 3GB |  | 12H | COMM | CS03 | Z001 | V |  | F | RM | PD | ZABB | HGQ | 3410121000 | PC |  | 1 | CNGACHE12 | [5 empty] | 1 | 0 | PC | 2019-12-13 | 0 | PC
VTS-OT-D07208030S1 | JDZXR-6C 6.6/v3 0.11/v3 kV 100VA/CL 1.0 |  | 121EL-VT | 3GB |  | 12H | COMM | CS03 | Z001 | V |  | F | RM | PD | ZABB | HGQ | 3410121000 | PC |  | 1 | CNXIHE4 | [5 empty] | 1 | 0 | PC | 2016-05-19 | 0 | PC
VTS-OT-D07208030S2 | JDZX17-6R 6.6/v3 0.11/v3kV 100VA/CL1.0 |  | 121EL-VT | 3GB |  | 12H | COMM | CS03 | Z001 | V |  | F | RM | PD | ZABB | HGQ | 3410121000 | PC |  | 1 | CNGELI3 | [5 empty] | 1 | 0 | PC | 2019-03-08 | 0 | PC
VTS-OT-D07208030S3 | JDZXR-6C 6.6/v3 0.11/v3 kV 100VA/CL 1.0 |  | 121EL-VT | 3GD |  | 12H | COMM | CS03 | Z001 | V |  | F | RM | PD | ZABB | HGQ | 3410121000 | PC |  | 1 | CNSHYE6 | [5 empty] | 1 | 0 | PC | 2019-08-13 | 0 | PC
VTS-OT-D0721-4423S | JDZXR-6C 6600/v3 110/v3 110/3V 50VA/CL0. |  | 121EL-VT | 3GB |  | 12H | COMM | CS03 | Z001 | V |  | F | RM | PD | ZABB | HGQ | 3410121000 | PC |  | 1 | CNXIHE4 | [5 empty] | 1 | 0 | PC | 2010-09-28 | 0 | PC
VTS-OT-D0722-1I13S | JDZX17-6 6.6/rt3: 0.11/rt3 :0.11/rt3KV; |  | 121EL-VT | 3GB |  | 12H | COMM | CS03 | Z001 | V |  | F | RM | PD | ZABB | HGQ | 3410121000 | PC |  | 1 | CNXIHE4 | [5 empty] | 1 | 0 | PC | 2010-04-08 | 0 | PC
VTS-OT-D0722-2223S | JDZXR-6C 6.6/v3 0.11/v3 0.11/3 kV W.TUBE |  | 121EL-VT | 3GB |  | 12H | COMM | CS03 | Z001 | V |  | F | RM | PD | ZABB | HGQ | 3410121000 | PC |  | 1 | T_GUIHUA_YE | [5 empty] | 1 | 0 | PC | 2012-06-26 | 0 | PC
VTS-OT-D0722-2413S | JDZXR-6C 6600/v3 110/v3 110/3V |  | 121EL-VT | 3GD |  | 12H | COMM | CS03 | Z001 | V |  | F | RM | PD | ZABB | HGQ | 3410121000 | PC |  | 1 | CNGELI3 | [5 empty] | 1 | 0 | PC | 2019-09-05 | 0 | PC
VTS-OT-D0722-4413 | JDZX10-6C1 6.6/rt3:0.11/rt3:0.11/3kV |  | 121EL-VT |  |  | B03 | COMM | CS03 | Z001 | V |  | F | RM | PD | ZABB | HGQ | 3410121000 | PC |  | 1 | CNXIHE4 | [5 empty] | 1 | 0 | PC | 2011-02-18 | 0 | PC
VTS-OT-D0722-4413S | JDZXR-6C 6600/v3 110/v3 110/3V 50VA/CL |  | 121EL-VT |  |  | B03 | COMM | CS03 | Z001 | V |  | F | RM | PD | ZABB | HGQ | 3410121000 | PC |  | 1 | CNXIHE4 | [5 empty] | 1 | 0 | PC | 2010-12-10 | 0 | PC
VTS-OT-D0722-4421 | JDZX10-6C1 6.6/v3 0.11/v3 0.11/3 kV CL0. |  | 121EL-VT | 3GB |  | 12H | COMM | CS03 | Z001 | V |  | F | RM | PD | ZABB | HGQ | 3410121000 | PC |  | 1 | CNXIHE4 | [5 empty] | 1 | 0 | PC | 2012-05-24 | 0 | PC
VTS-OT-D0722-4421S | JDZX17-6R 6.6/v3¦.11/v3¦.11/3kV 0.5/6P |  | 121EL | 3GB |  | 12H | COMM | CS03 | Z001 | V |  | F | RM | PD | ZABB | HGQ | 3410120000 | PC |  | 1 | Y_PPM_01 | [5 empty] | 1 | 0 | PC | 2007-12-04 | 0 | PC
VTS-OT-D0722-4423 | JDZX10-6C1 6.6/v3 .11/v3 .11/3KV |  | 121EL-VT |  |  | 12Q | COMM | CS03 | Z001 | V |  | F | RM | PD | ZABB | HGQ | 3410121000 | PC |  | 1 | CNXIHE4 | [5 empty] | 1 | 0 | PC | 2009-11-17 | 0 | PC
VTS-OT-D0722-4423S | JDZXR-6C 6.6/v3¦.11/v3¦.11/3kV 0.5/3P |  | 121EL-VT | 3GB |  | 12H | COMM | CS03 | Z001 | V |  | F | RM | PD | ZABB | HGQ | 3410121000 | PC |  | 1 | CNXIHE4 | [5 empty] | 1 | 0 | PC | 2009-03-19 | 0 | PC
VTS-OT-D0722-4433S | JDZXR-6C 6.6/v3 0.11/v3 0.11/3kV 50VA/CL |  | 121EL-VT | 3GB |  | 12H | COMM | CS03 | Z001 | V |  | F | RM | PD | ZABB | HGQ | 3410121000 | PC |  | 1 | CNXIHE4 | [5 empty] | 1 | 0 | PC | 2011-01-26 | 0 | PC
VTS-OT-D0722-4933 | JDZX10-6C1 6600/v3 110/v3 110/3V 50VA/CL |  | 121EL-VT | 3GB |  | 12H | COMM | CS03 | Z001 | V |  | F | RM | PD | ZABB | HGQ | 3410121000 | PC |  | 1 | CNXIHE4 | [5 empty] | 1 | 0 | PC | 2015-08-21 | 0 | PC
VTS-OT-D0722-4933S | JDZXR-6C 6.6/v3 0.11/v3 0.11/3kV |  | 121EL-VT |  |  | 129 | COMM | CS03 | Z001 | V |  | F | RM | PD | ZABB | HGQ | 3410121000 | PC |  | 1 | CNGELI3 | [5 empty] | 1 | 0 | PC | 2019-07-11 | 0 | PC
VTS-OT-D0722-4J23S | JDZX17-6R 6.6/√3:0.11/√3:0.11/√3kV |  | 121EL-VT |  |  | B03 | COMM | CS03 | Z001 | V |  | F | RM | PD | ZABB | HGQ | 3410121000 | PC |  | 1 | CNXIHE4 | [5 empty] | 1 | 0 | PC | 2016-01-04 | 0 | PC
VTS-OT-D0722-5423 | JDZX10-6C1 6.6/v3¦.11/v3¦.11/3kV,60VA/0. |  | 121EL | 3GB |  | 12H | COMM | CS03 | Z001 | V |  | F | RM | PD | ZABB | HGQ | 3410120000 | PC |  | 1 | Y_PPM_01 | [5 empty] | 1 | 0 | PC | 2007-12-04 | 0 | PC
VTS-OT-D0722-5423A | JDZX10-6C1 60/50VA 0.5/3P W. TUBE F.AUTI |  | 121EL | 3GB |  | 12H | COMM | CS03 | Z001 | V |  | F | RM | PD | ZABB | HGQ | 3410120000 | PC |  | 1 | Y_PPM_01 | [5 empty] | 1 | 0 | PC | 2007-12-04 | 0 | PC
VTS-OT-D0722-5423B | JDZX10-6C1 6.6/v3 0.11/v3 0.11/3kV |  | 121EL-VT | 3GB |  | 12H | COMM | CS03 | Z001 | V |  | F | RM | PD | ZABB | HGQ | 3410121000 | PC |  | 1 | CNJISU10 | [5 empty] | 1 | 0 | PC | 2022-02-23 | 0 | PC
VTS-OT-D0722-5523S | JDZX13-6R 6.6/v3 0.11/v3 0.11/3kV 0.5/3P |  | 121EL-VT | 3GB |  | 12H | COMM | CS03 | Z001 | V |  | F | RM | PD | ZABB | HGQ | 3410121000 | PC |  | 1 | CNXIHE4 | [5 empty] | 1 | 0 | PC | 2014-06-27 | 0 | PC
VTS-OT-D0722-5933 | JDZX10-6C1 6600/v3 110/v3 110/3V |  | 121EL-VT | 3GB |  | 12H | COMM | CS03 | Z001 | V |  | F | RM | PD | ZABB | HGQ | 3410121000 | PC |  | 1 | CNXIHE4 | [5 empty] | 1 | 0 | PC | 2016-10-28 | 0 | PC
VTS-OT-D0722-8423S | JDZXR-6C 6.6/v3 0.11/v3 0.11/3 kV |  | 121EL-VT |  |  | B03 | COMM | CS03 | Z001 | V |  | F | RM | PD | ZABB | HGQ | 3410121000 | PC |  | 1 | CNXIHE4 | [5 empty] | 1 | 0 | PC | 2014-03-28 | 0 | PC
VTS-OT-D0722-8433 | JDZX10-6C1 6.6/v3 0.11/v3 0.11/3kV |  | 121EL-VT |  |  | B03 | COMM | CS03 | Z001 | V |  | F | RM | PD | ZABB | HGQ | 3410121000 | PC |  | 1 | CNXIHE4 | [5 empty] | 1 | 0 | PC | 2011-03-02 | 0 | PC
VTS-OT-D0722-8433S | JDZXR-6C 6.6/v3 0.11/v3 0.11/3 kV |  | 121EL-VT | 3GB |  | 12H | COMM | CS03 | Z001 | V |  | F | RM | PD | ZABB | HGQ | 3410121000 | PC |  | 1 | CNXIHE4 | [5 empty] | 1 | 0 | PC | 2013-04-19 | 0 | PC
VTS-OT-D0722-8823S | JDZX17-6R 6.6/v3 0.11/v3 0.11/3 kV W.TUB |  | 121EL-VT | 3GB |  | 12H | COMM | CS03 | Z001 | V |  | F | RM | PD | ZABB | HGQ | 3410121000 | PC |  | 1 | T_GUIHUA_YE | [5 empty] | 1 | 0 | PC | 2012-08-01 | 0 | PC
VTS-OT-D0722-8833 | JDZX10-6C1 6.6/v3 0.11/v3 0.11/3 kV CL1. |  | 121EL-VT | 3GD |  | 12H | COMM | CS03 | Z001 | V |  | F | RM | PD | ZABB | HGQ | 3410121000 | PC |  | 1 | CNSHYE6 | [5 empty] | 1 | 0 | PC | 2019-08-13 | 0 | PC
VTS-OT-D0722-9833S | JDZXR-6C 6.6/v3 0.11/v3 0.11/3 kV |  | 121EL-VT | 3GB |  | 12H | COMM | CS03 | Z001 | V |  | F | RM | PD | ZABB | HGQ | 3410121000 | PC |  | 1 | CNSHCHE22 | [5 empty] | 1 | 0 | PC | 2019-08-01 | 0 | PC
VTS-OT-D0722-H413S | JDZXR-6C 6.6/v3¦0.11/v3¦0.11/3KV |  | 121EL-VT | 3GB |  | 12H | COMM | CS03 | Z001 | V |  | F | RM | PD | ZABB | HGQ | 3410121000 | PC |  | 1 | CNXIHE4 | [5 empty] | 1 | 0 | PC | 2010-02-23 | 0 | PC
VTS-OT-D0722-H421S | JDZX17-6R 6.6 kV/rt3 110 V/rt3 110 V/3 |  | 121EL-VT | 3GB |  | 12H | COMM | CS03 | Z001 | V |  | F | RM | PD | ZABB | HGQ | 3410121000 | PC |  | 1 | CNXIHE4 | [5 empty] | 1 | 0 | PC | 2013-08-09 | 0 | PC
VTS-OT-D0722-H423 | JDZX10-6C1 6.6/v3 0.11/v3 0.11/3kV 0.5/3 |  | 121EL-VT | 3GB |  | 12H | COMM | CS03 | Z001 | V |  | F | RM | PD | ZABB | HGQ | 3410121000 | PC |  | 1 | CNSHZEN2 | [5 empty] | 1 | 0 | PC | 2016-05-06 | 0 | PC
VTS-OT-D0722-H423S | JDZXR-6C 6.6/v3 0.11/v3 0.11/3kV 0.5/3P |  | 121EL-VT | 3GB |  | 12H | COMM | CS03 | Z001 | V |  | F | RM | PD | ZABB | HGQ | 3410121000 | PC |  | 1 | CNXIHE4 | [5 empty] | 1 | 0 | PC | 2014-06-03 | 0 | PC
VTS-OT-D0722-HH23S | JDZXR-6C 6.6/v3 0.11/v3 0.11/3 kV W.TUBE |  | 121EL-VT | 3GB |  | 12H | COMM | CS03 | Z001 | V |  | F | RM | PD | ZABB | HGQ | 3410121000 | PC |  | 1 | T_GUIHUA_YE | [5 empty] | 1 | 0 | PC | 2012-08-13 | 0 | PC
VTS-OT-D0722-HH8BS | JDZXR-6C 6.6/v3 0.11/v3 0.11/v3 kV |  | 121EL-VT | 3GB |  | 12H | COMM | CS03 | Z001 | V |  | F | RM | PD | ZABB | HGQ | 3410121000 | PC |  | 1 | CNXIHE4 | [5 empty] | 1 | 0 | PC | 2011-08-12 | 0 | PC
VTS-OT-D0722-II13S | JDZXR-6C 6600/v3 110/v3 110/3V 20VA/CL |  | 121EL-VT | 3GB |  | 12H | COMM | CS03 | Z001 | V |  | F | RM | PD | ZABB | HGQ | 3410121000 | PC |  | 1 | CNXIHE4 | [5 empty] | 1 | 0 | PC | 2010-12-16 | 0 | PC
VTS-OT-D0722-II23S | JDZX17-6R 6.6/v3 0.11/v3 0.11/3kV |  | 121EL-VT |  |  | 129 | COMM | CS03 | Z001 | V |  | F | RM | PD | ZABB | HGQ | 3410121000 | PC |  | 1 | CNGELI3 | [5 empty] | 1 | 0 | PC | 2019-11-04 | 0 | PC
VTS-OT-D0722-L421S | JDZX17-6R 6.6 kV/rt3 110 V/rt3 110 V/3 |  | 121EL-VT | 3GB |  | 12H | COMM | CS03 | Z001 | V |  | F | RM | PD | ZABB | HGQ | 3410121000 | PC |  | 1 | CNXIHE4 | [5 empty] | 1 | 0 | PC | 2013-08-09 | 0 | PC
VTS-OT-D0722-LI23 | JDZX10-6C1 6.6/v3 0.11/v3 0.11/3kV |  | 121EL-VT | 3GB |  | 12H | COMM | CS03 | Z001 | V |  | F | RM | PD | ZABB | HGQ | 3410121000 | PC |  | 1 | CNMAZHA43 | [5 empty] | 1 | 0 | PC | 2020-02-17 | 0 | PC
VTS-OT-D07224423-1 | JDZX10-6C1 6.6/v3 0.11/v3 0.11/3KV |  | 121EL-VT | 3GB |  | 12H | COMM | CS03 | Z001 | V |  | F | RM | PD | ZABB | HGQ | 3410121000 | PC |  | 1 | CNXIHE4 | [5 empty] | 1 | 0 | PC | 2010-11-08 | 0 | PC
VTS-OT-D07224423-3 | JDZX10-6C1 6.6/v3 0.11/v3 0.11/3 kV |  | 121EL-VT | 3GB |  | 12H | COMM | CS03 | Z001 | V |  | F | RM | PD | ZABB | HGQ | 3410121000 | PC |  | 1 | T_GUIHUA_YE | [5 empty] | 1 | 0 | PC | 2011-09-16 | 0 | PC
VTS-OT-D07224423-4 | JDZXR-6C 6.6/v3 0.11/v3 0.11/3 kV |  | 121EL-VT | 3GB |  | 12H | COMM | CS03 | Z001 | V |  | F | RM | PD | ZABB | HGQ | 3410121000 | PC |  | 1 | CNXIHE4 | [5 empty] | 1 | 0 | PC | 2012-10-25 | 0 | PC
VTS-OT-D07224423-5 | JDZX10-6C1 6.6/v3 0.11/v3 0.11/3kV |  | 121EL-VT | 3GB |  | 12H | COMM | CS03 | Z001 | V |  | F | RM | PD | ZABB | HGQ | 3410121000 | PC |  | 1 | CNXIHE4 | [5 empty] | 1 | 0 | PC | 2013-09-11 | 0 | PC
VTS-OT-D07224423-6 | JDZX10-6C1 6.6/v3 0.11/v3 0.11/3kV |  | 121EL-VT | 3GB |  | 12H | COMM | CS03 | Z001 | V |  | F | RM | PD | ZABB | HGQ | 3410121000 | PC |  | 1 | CNXIHE4 | [5 empty] | 1 | 0 | PC | 2014-09-17 | 0 | PC
VTS-OT-D07224423-7 | JDZX10-6C1 6.6/rt3:0.11/rt3:0.11/3kV |  | 121EL-VT | 3GB |  | 12H | COMM | CS03 | Z001 | V |  | F | RM | PD | ZABB | HGQ | 3410121000 | PC |  | 1 | CNGELI3 | [5 empty] | 1 | 0 | PC | 2019-04-28 | 0 | PC
VTS-OT-D07224423-8 | JDZXR-6C 6.6/v3 0.11/v3 0.11/3kV |  | 121EL-VT | 3GB |  | 12H | COMM | CS03 | Z001 | V |  | F | RM | PD | ZABB | HGQ | 3410121000 | PC |  | 1 | CNMAZHA43 | [5 empty] | 1 | 0 | PC | 2020-02-19 | 0 | PC
VTS-OT-D07224423S1 | JDZXR-6C 6.6/v3 0.11/v3 0.11/3 kV |  | 121EL-VT | 3GB |  | 12H | COMM | CS03 | Z001 | V |  | F | RM | PD | ZABB | HGQ | 3410121000 | PC |  | 1 | CNGELI3 | [5 empty] | 1 | 0 | PC | 2019-03-27 | 0 | PC
VTS-OT-D07224423S2 | JDZXR-6C 6.6/v3 0.11/v3 0.11/3kV |  | 121EL-VT |  |  | 129 | COMM | CS03 | Z001 | V |  | F | RM | PD | ZABB | HGQ | 3410121000 | PC |  | 1 | CNGELI3 | [5 empty] | 1 | 0 | PC | 2019-08-05 | 0 | PC
VTS-OT-D07224423S3 | JDZX13-6R 6.6/v3 0.11/v3 0.11/3kV |  | 121EL-VT |  |  | 129 | COMM | CS03 | Z001 | V |  | F | RM | PD | ZABB | HGQ | 3410121000 | PC |  | 1 | CNGELI3 | [5 empty] | 1 | 0 | PC | 2019-08-05 | 0 | PC
VTS-OT-D07224423S4 | JDZX17-6R 6.6/v3 0.11/v3 0.11/3kV |  | 121EL-VT |  |  | 129 | COMM | CS03 | Z001 | V |  | F | RM | PD | ZABB | HGQ | 3410121000 | PC |  | 1 | CNGELI3 | [5 empty] | 1 | 0 | PC | 2019-09-30 | 0 | PC
VTS-OT-D07224423S5 | JDZX17-6R 6.6/v3 0.11/v3 0.11/3 kV |  | 121EL-VT | 3GB |  | 12H | COMM | CS03 | Z001 | V |  | F | RM | PD | ZABB | HGQ | 3410121000 | PC |  | 1 | CNGELI3 | [5 empty] | 1 | 0 | PC | 2019-11-25 | 0 | PC
VTS-OT-D07224423S6 | JDZX17-6R 6.6/v3 0.11/v3 0.11/3 kV |  | 121EL-VT |  |  | 129 | COMM | CS03 | Z001 | V |  | F | RM | PD | ZABB | HGQ | 3410121000 | PC |  | 1 | CNGELI3 | [5 empty] | 1 | 0 | PC | 2020-01-20 | 0 | PC
VTS-OT-D07224933-1 | JDZX10-6C1 6.6/v3 0.11/v3 0.11/3kV |  | 121EL-VT | 3GD |  | 12H | COMM | CS03 | Z001 | V |  | F | RM | PD | ZABB | HGQ | 3410121000 | PC |  | 1 | CNGELI3 | [5 empty] | 1 | 0 | PC | 2019-07-17 | 0 | PC
VTS-OT-D07224J23S1 | JDZX13-6R 6.6/√3:0.11/√3:0.11/√3kV |  | 121EL-VT |  |  | B03 | COMM | CS03 | Z001 | V |  | F | RM | PD | ZABB | HGQ | 3410121000 | PC |  | 1 | CNXIHE4 | [5 empty] | 1 | 0 | PC | 2016-01-04 | 0 | PC
VTS-OT-D07225423-1 | JDZX10-6C1 6600/v3 110/v3 110/3V |  | 121EL-VT | 3GB |  | 12H | COMM | CS03 | Z001 | V |  | F | RM | PD | ZABB | HGQ | 3410121000 | PC |  | 1 | CNXIHE4 | [5 empty] | 1 | 0 | PC | 2016-06-03 | 0 | PC
VTS-OT-D07225423-2 | JDZX10-6C1 6600/v3 110/v3 110/3V |  | 121EL-VT | 3GB |  | 12H | COMM | CS03 | Z001 | V |  | F | RM | PD | ZABB | HGQ | 3410121000 | PC |  | 1 | CNGELI3 | [5 empty] | 1 | 0 | PC | 2019-11-25 | 0 | PC
VTS-OT-D07225423-3 | JDZX10-6C1 6600/v3 110/v3 110/3V |  | 121EL-VT | 3GB |  | 12H | COMM | CS03 | Z001 | V |  | F | RM | PD | ZABB | HGQ | 3410121000 | PC |  | 1 | CNDUYAN | [5 empty] | 1 | 0 | PC | 2020-10-27 | 0 | PC
VTS-OT-D0724-1113S | JDZXR22-10C1 6.6/v3 0.11/v3 0.11/v3 kV |  | 121EL-VT |  |  | 129 | COMM | CS03 | Z001 | V |  | F | RM | PD | ZABB | HGQ | 3410121000 | PC |  | 1 | CNZHZHA51 | [5 empty] | 1 | 0 | PC | 2021-01-27 | 0 | PC
VTS-OT-D0724-119FS | JDZXR-6C 6.6kV/√3: 110V/√3: 110V/√3 |  | 121EL-VT | 3GB |  | 12H | COMM | CS03 | Z001 | V |  | F | RM | PD | ZABB | HGQ | 3410121000 | PC |  | 1 | CNGELI3 | [5 empty] | 1 | 0 | PC | 2019-10-24 | 0 | PC
VTS-OT-D0724-1423S | JDZXR-6C 6.6/v3 0.11/v3 0.11/v3 kV W.TUB |  | 121EL-VT | 3GB |  | 12H | COMM | CS03 | Z001 | V |  | F | RM | PD | ZABB | HGQ | 3410121000 | PC |  | 1 | T_GUIHUA_YE | [5 empty] | 1 | 0 | PC | 2013-04-02 | 0 | PC
VTS-OT-D0724-1I13 | JDZX10-6C 6.6/v3 .11/v3 .11/rt3KV;0.2/15 |  | 121EL-VT | 3GB |  | 12H | COMM | CS03 | Z001 | V |  | F | RM | PD | ZABB | HGQ | 3410121000 | PC |  | 1 | CNXIHE4 | [5 empty] | 1 | 0 | PC | 2010-03-30 | 0 | PC
VTS-OT-D0724-2223 | JDZX10-6C1 6.6/v3 0.11/v3 0.11/v3kV |  | 121EL-VT | 3GB |  | 12H | COMM | CS03 | Z001 | V |  | F | RM | PD | ZABB | HGQ | 3410121000 | PC |  | 1 | CNXIHE4 | [5 empty] | 1 | 0 | PC | 2014-06-05 | 0 | PC
VTS-OT-D0724-2223S | JDZX17-6R 6.6/v3 0.11/v3 0.11/v3 kV W.TU |  | 121EL-VT | 3GB |  | 12H | COMM | CS03 | Z001 | V |  | F | RM | PD | ZABB | HGQ | 3410121000 | PC |  | 1 | T_GUIHUA_YE | [5 empty] | 1 | 0 | PC | 2012-08-28 | 0 | PC
VTS-OT-D0724-2823 | JDZX10-6C1 6600/v3 110/v3 110/3V C1：CL0. |  | 121EL-VT | 3GB |  | 12H | COMM | CS03 | Z001 | V |  | F | RM | PD | ZABB | HGQ | 3410121000 | PC |  | 1 | T_GUIHUA_YE | [5 empty] | 1 | 0 | PC | 2015-10-15 | 0 | PC
VTS-OT-D0724-4223S | JDZX17-6R 6.6/v3 .11/v3 .11/v3kV;50VA/CL |  | 121EL-VT | 3GB |  | 12H | COMM | CS03 | Z001 | V |  | F | RM | PD | ZABB | HGQ | 3410121000 | PC |  | 1 | CNXIHE4 | [5 empty] | 1 | 0 | PC | 2010-06-14 | 0 | PC
VTS-OT-D0724-4423 | JDZX17-6R 6.6/v3 0.11/v3 0.11/v3KV |  | 121EL-VT | 3GB |  | 12H | COMM | CS03 | Z001 | V |  | F | RM | PD | ZABB | HGQ | 3410121000 | PC |  | 1 | CNXIHE4 | [5 empty] | 1 | 0 | PC | 2013-01-16 | 0 | PC
VTS-OT-D0724-4423S | JDZX17-6R 6.6/v3 0.11/v3 0.11/v3 kV |  | 121EL-VT | 3GB |  | 12H | COMM | CS03 | Z001 | V |  | F | RM | PD | ZABB | HGQ | 3410121000 | PC |  | 1 | CNXIHE4 | [5 empty] | 1 | 0 | PC | 2013-03-29 | 0 | PC
VTS-OT-D0724-4433S | JDZX17-6R 6.6/v3 .11/v3 .11/v3kV;50VA/CL |  | 121EL-VT | 3GB |  | 12H | COMM | CS03 | Z001 | V |  | F | RM | PD | ZABB | HGQ | 3410121000 | PC |  | 1 | CNXIHE4 | [5 empty] | 1 | 0 | PC | 2012-08-31 | 0 | PC
VTS-OT-D0724-448BS | JDZX17-6R 6.6/v3 0.11/v3 0.11/v3 kV |  | 121EL-VT | 3GB |  | 12H | COMM | CS03 | Z001 | V |  | F | RM | PD | ZABB | HGQ | 3410121000 | PC |  | 1 | CNXIHE4 | [5 empty] | 1 | 0 | PC | 2011-06-16 | 0 | PC
VTS-OT-D0724-4533 | JDZX10-6C1 6600/v3 110/v3 110/3V |  | 121EL-VT | 3GB |  | 12H | COMM | CS03 | Z001 | V |  | F | RM | PD | ZABB | HGQ | 3410121000 | PC |  | 1 | CNXIHE4 | [5 empty] | 1 | 0 | PC | 2016-04-27 | 0 | PC
VTS-OT-D0724-4823S | JDZX13-6R 6.6/√3:0.11/√3:0.11/√3kV |  | 121EL-VT | 3GB |  | 12H | COMM | CS03 | Z001 | V |  | F | RM | PD | ZABB | HGQ | 3410121000 | PC |  | 1 | T_GUIHUA_YE | [5 empty] | 1 | 0 | PC | 2016-01-19 | 0 | PC
VTS-OT-D0724-4J23S | JDZX17-6R 6.6/√3:0.11/√3:0.11/√3kV |  | 121EL-VT | 3GB |  | 12H | COMM | CS03 | Z001 | V |  | F | RM | PD | ZABB | HGQ | 3410121000 | PC |  | 1 | T_GUIHUA_YE | [5 empty] | 1 | 0 | PC | 2016-01-19 | 0 | PC
VTS-OT-D0724-4L23S | JDZXR-6C 6.6/v3 0.11/v3 0.11/v3 kV |  | 121EL-VT | 3GB |  | 12H | COMM | CS03 | Z001 | V |  | F | RM | PD | ZABB | HGQ | 3410121000 | PC |  | 1 | CNXIHE4 | [5 empty] | 1 | 0 | PC | 2013-08-05 | 0 | PC
VTS-OT-D0724-5423 | JDZX10-6C1 6600/v3 110/v3 110/3V |  | 121EL-VT |  |  | B03 | COMM | CS03 | Z001 | V |  | F | RM | PD | ZABB | HGQ | 3410121000 | PC |  | 1 | CNXIHE4 | [5 empty] | 1 | 0 | PC | 2016-06-03 | 0 | PC
VTS-OT-D0724-GG33S | JDZXR-6C 6.6/v3 0.11/v3 0.11/v3 kV |  | 121EL-VT | 3GB |  | 12H | COMM | CS03 | Z001 | V |  | F | RM | PD | ZABB | HGQ | 3410121000 | PC |  | 1 | CNXIHE4 | [5 empty] | 1 | 0 | PC | 2013-12-19 | 0 | PC
VTS-OT-D0724-H421S | JDZX17-6R 6.6 kV/rt3 110 V/rt3 110 V/rt3 |  | 121EL-VT |  |  | B03 | COMM | CS03 | Z001 | V |  | F | RM | PD | ZABB | HGQ | 3410121000 | PC |  | 1 | CNXIHE4 | [5 empty] | 1 | 0 | PC | 2013-08-07 | 0 | PC
VTS-OT-D0724-H423 | JDZX17-6R 6.6/v3 0.11/v3 0.11/v3 kV |  | 121EL-VT |  |  | B03 | COMM | CS03 | Z001 | V |  | F | RM | PD | ZABB | HGQ | 3410121000 | PC |  | 1 | CNXIHE4 | [5 empty] | 1 | 0 | PC | 2013-03-29 | 0 | PC
VTS-OT-D0724-HH23S | JDZXR-6C 6.6/v3 0.11/v3 0.11/v3 kV 25VA/ |  | 121EL-VT | 3GB |  | 12H | COMM | CS03 | Z001 | V |  | F | RM | PD | ZABB | HGQ | 3410121000 | PC |  | 1 | CNXIHE4 | [5 empty] | 1 | 0 | PC | 2012-05-31 | 0 | PC
VTS-OT-D0724-HH2BS | JDZX17-6R 6.6/v3 0.11/v3 0.11/v3kV |  | 121EL-VT | 3GB |  | 12H | COMM | CS03 | Z001 | V |  | F | RM | PD | ZABB | HGQ | 3410121000 | PC |  | 1 | CNXIHE4 | [5 empty] | 1 | 0 | PC | 2014-04-11 | 0 | PC
VTS-OT-D0724-HH8BS | JDZXR-6C 6.6/v3 0.11/v3 0.11/v3 kV |  | 121EL-VT | 3GB |  | 12H | COMM | CS03 | Z001 | V |  | F | RM | PD | ZABB | HGQ | 3410121000 | PC |  | 1 | CNXIHE4 | [5 empty] | 1 | 0 | PC | 2011-06-16 | 0 | PC
VTS-OT-D0724-II23 | JDZX10-6C1 6.6/v3 0.11/v3 0.11/v3 kV |  | 121EL-VT | 3GB |  | 12H | COMM | CS03 | Z001 | V |  | F | RM | PD | ZABB | HGQ | 3410121000 | PC |  | 1 | CNXIHE4 | [5 empty] | 1 | 0 | PC | 2016-04-15 | 0 | PC
VTS-OT-D0724-II23S | JDZXR-6C 6.6/v3 0.11/v3 0.11/v3 kV |  | 121EL-VT | 3GB |  | 12H | COMM | CS03 | Z001 | V |  | F | RM | PD | ZABB | HGQ | 3410121000 | PC |  | 1 | CNXIHE4 | [5 empty] | 1 | 0 | PC | 2016-04-15 | 0 | PC
VTS-OT-D0724-L421S | JDZX17-6R 6.6 kV/rt3 110 V/rt3 110 V/rt3 |  | 121EL-VT |  |  | B03 | COMM | CS03 | Z001 | V |  | F | RM | PD | ZABB | HGQ | 3410121000 | PC |  | 1 | CNXIHE4 | [5 empty] | 1 | 0 | PC | 2013-08-07 | 0 | PC
VTS-OT-D07242223S1 | JDZXR-6C 6.6kV/root3 : 110V/root3 : 110V |  | 121EL-VT | 3GD |  | 12H | COMM | CS03 | Z001 | V |  | F | RM | PD | ZABB | HGQ | 3410121000 | PC |  | 1 | CNGELI3 | [5 empty] | 1 | 0 | PC | 2020-02-14 | 0 | PC
VTS-OT-D07244423S1 | JDZX17-6R 6.6kV/root3 : 110V/root3 : 110 |  | 121EL-VT | 3GB |  | 12H | COMM | CS03 | Z001 | V |  | F | RM | PD | ZABB | HGQ | 3410121000 | PC |  | 1 | CNGELI3 | [5 empty] | 1 | 0 | PC | 2019-03-12 | 0 | PC
VTS-OT-D07244423S2 | JDZX17-6R 6.6/v3 0.11/v3 0.11/v3 kV |  | 121EL-VT | 3GB |  | 12H | COMM | CS03 | Z001 | V |  | F | RM | PD | ZABB | HGQ | 3410121000 | PC |  | 1 | CNGELI3 | [5 empty] | 1 | 0 | PC | 2019-10-14 | 0 | PC
VTS-OT-D07244423S3 | JDZX17-6R 6.6/v3 0.11/v3 0.11/v3 kV |  | 121EL-VT | 3GB |  | 12H | COMM | CS03 | Z001 | V |  | F | RM | PD | ZABB | HGQ | 3410121000 | PC |  | 1 | CNDUYAN | [5 empty] | 1 | 0 | PC | 2020-01-21 | 0 | PC
VTS-OT-D07244423S4 | JDZX17-6R 6.6/v3 0.11/v3 0.11/v3 kV |  | 121EL-VT | 3GB |  | 12H | COMM | CS03 | Z001 | V |  | F | RM | PD | ZABB | HGQ | 3410121000 | PC |  | 1 | CNZHZHA51 | [5 empty] | 1 | 0 | PC | 2021-03-19 | 0 | PC
VTS-OT-D072A-HH23S | JDZXR-6C 6.6/v3¦0.11/v3¦0.22/v3KV 0.5/3P |  | 121EL-VT | 3GB |  | 12H | COMM | CS03 | Z001 | V |  | F | RM | PD | ZABB | HGQ | 3410121000 | PC |  | 1 | CNXIHE4 | [5 empty] | 1 | 0 | PC | 2010-04-14 | 0 | PC
VTS-OT-D072D-4433 | JDZX10-6C1 6.6/v3 0.11/v3 0.19/3kV 50VA/ |  | 121EL-VT | 3GB |  | 12H | COMM | CS03 | Z001 | V |  | F | RM | PD | ZABB | HGQ | 3410121000 | PC |  | 1 | T_GUIHUA_YE | [5 empty] | 1 | 0 | PC | 2012-08-08 | 0 | PC
VTS-OT-D0737-4423S | JDZX17-6R 6.6/v3 0.12/v3 0.12/3kV,0.5/3P |  | 121EL-VT |  |  | B03 | COMM | CS03 | Z001 | V |  | F | RM | PD | ZABB | HGQ | 3410121000 | PC |  | 1 | CNXIHE4 | [5 empty] | 1 | 0 | PC | 2014-06-23 | 0 | PC
VTS-OT-D0737-8823S | JDZX17-6R 6.6/v3 0.12/v3 0.12/3kV 0.5/3P |  | 121EL-VT |  |  | B03 | COMM | CS03 | Z001 | V |  | F | RM | PD | ZABB | HGQ | 3410121000 | PC |  | 1 | CNXIHE4 | [5 empty] | 1 | 0 | PC | 2014-11-21 | 0 | PC
VTS-OT-D077J-II23S | JDZX17-6R 6.6/v3 0.23/v3 0.23/3kV |  | 121EL-VT | 3GB |  | 12H | COMM | CS03 | Z001 | V |  | F | RM | PD | ZABB | HGQ | 3410121000 | PC |  | 1 | CNGELI3 | [5 empty] | 1 | 0 | PC | 2019-06-24 | 0 | PC
VTS-OT-D0810-2020 | JDZX10-6C1 6.3/v3 0.1/v3KV CL0.5/30VA |  | 121EL-VT | 3GB |  | 12H | COMM | CS03 | Z001 | V |  | F | RM | PD | ZABB | HGQ | 3410121000 | PC |  | 1 | T_GUIHUA_YE | [5 empty] | 1 | 0 | PC | 2015-07-06 | 0 | PC
VTS-OT-D0810-5020S | JDZX17-6R 6.3/v3¦.1/v3kV 60VA/CL0.5 |  | 121EL-VT | 3GB |  | 12H | COMM | CS03 | Z001 | V |  | F | RM | PD | ZABB | HGQ | 3410121000 | PC |  | 1 | CNXIHE4 | [5 empty] | 1 | 0 | PC | 2010-11-23 | 0 | PC
VTS-OT-D0810-6020S | JDZX17-6R 6.3/v3 .1/v3kV |  | 121EL-VT | 3GB |  | 12H | COMM | CS03 | Z001 | V |  | F | RM | PD | ZABB | HGQ | 3410121000 | PC |  | 1 | T_GUIHUA_YE | [5 empty] | 1 | 0 | PC | 2016-01-15 | 0 | PC
VTS-OT-D0811-2223S | JDZX17-6R 6300/v3 100/v3 100/3V 30VA/CL0 |  | 121EL-VT | 3GB |  | 12H | COMM | CS03 | Z001 | V |  | F | RM | PD | ZABB | HGQ | 3410121000 | PC |  | 1 | CNXIHE4 | [5 empty] | 1 | 0 | PC | 2012-05-10 | 0 | PC
VTS-OT-D0811-2423S | JDZXR-6C 6.3/√3 ¦ 0.1/√3¦0.1/3kV |  | 121EL-VT | 3GB |  | 12H | COMM | CS03 | Z001 | V |  | F | RM | PD | ZABB | HGQ | 3410121000 | PC |  | 1 | CNJOCHE21 | [5 empty] | 1 | 0 | PC | 2021-04-09 | 0 | PC
VTS-OT-D0811-2813 | JDZX17-6 6.3/v3 0.1/v3 0.1/3KV CL0.2/30V |  | 121EL-VT | 3GB |  | 12H | COMM | CS03 | Z001 | V |  | F | RM | PD | ZABB | HGQ | 3410121000 | PC |  | 1 | T_GUIHUA_YE | [5 empty] | 1 | 0 | PC | 2014-11-06 | 0 | PC
VTS-OT-D0811-4423 | JDZX10-6C1 6.3/v3¦0.1/v3¦0.1/3KV 0.5/3P |  | 121EL-VT | 3GB |  | 12H | COMM | CS03 | Z001 | V |  | F | RM | PD | ZABB | HGQ | 3410121000 | PC |  | 1 | CNXIHE4 | [5 empty] | 1 | 0 | PC | 2009-06-16 | 0 | PC
VTS-OT-D0811-4423S | JDZX17-6R 6.3/v3 .1/v3 .1/3kV 50VA/CL0.5 |  | 121EL-VT |  |  | B03 | COMM | CS03 | Z001 | V |  | F | RM | PD | ZABB | HGQ | 3410121000 | PC |  | 1 | CNXIHE4 | [5 empty] | 1 | 0 | PC | 2013-04-18 | 0 | PC
VTS-OT-D0811-4823 | JDZX10-6C1 6.3/v3 0.1/v3 0.1/3 kV |  | 121EL-VT |  |  | 129 | COMM | CS03 | Z001 | V |  | F | RM | PD | ZABB | HGQ | 3410121000 | PC |  | 1 | CNJOCHE21 | [5 empty] | 1 | 0 | PC | 2021-06-18 | 0 | PC
VTS-OT-D0811-4823S | JDZX17-6R 6.3/v3 0.1/v3 0.1/3 kV |  | 121EL-VT |  |  | 129 | COMM | CS03 | Z001 | V |  | F | RM | PD | ZABB | HGQ | 3410121000 | PC |  | 1 | CNJOCHE21 | [5 empty] | 1 | 0 | PC | 2021-06-18 | 0 | PC
VTS-OT-D0811-5423 | JDZX10-6C1 6300/v3 100/v3 100/3V CL0.5/6 |  | 121EL-VT | 3GB |  | 12H | COMM | CS03 | Z001 | V |  | F | RM | PD | ZABB | HGQ | 3410121000 | PC |  | 1 | CNXIHE4 | [5 empty] | 1 | 0 | PC | 2016-03-04 | 0 | PC
VTS-OT-D0811-5523 | JDZX17-6 6300/v3 100/v3 100/3V 60VA/CL |  | 121EL-VT | 3GB |  | 12H | COMM | CS03 | Z001 | V |  | F | RM | PD | ZABB | HGQ | 3410121000 | PC |  | 1 | CNXIHE4 | [5 empty] | 1 | 0 | PC | 2011-01-21 | 0 | PC
VTS-OT-D0811-5523S | JDZX17-6R 6.3/v3¦.1/v3¦.1/3kV 60VA/CL0.5 |  | 121EL-VT | 3GB |  | 12H | COMM | CS03 | Z001 | V |  | F | RM | PD | ZABB | HGQ | 3410121000 | PC |  | 1 | CNXIHE4 | [5 empty] | 1 | 0 | PC | 2010-11-23 | 0 | PC
VTS-OT-D0811-L411 | JDZX10-10C1 6.3/v3¦.1/v3¦.1/3kV,10VA/0.2 |  | 121EL | 3GB |  | 12H | COMM | CS03 | Z001 | V |  | F | RM | PD | ZABB | HGQ | 3410120000 | PC |  | 1 | Y_PPM_01 | [5 empty] | 1 | 0 | PC | 2007-12-04 | 0 | PC
VTS-OT-D0811-L421 | JDZXR-10C 6.3/v3¦.1/v3¦.1/3kV,10VA/0.5 |  | 121EL | 3GB |  | 12H | COMM | CS03 | Z001 | V |  | F | RM | PD | ZABB | HGQ | 3410120000 | PC |  | 1 | Y_PPM_01 | [5 empty] | 1 | 0 | PC | 2007-12-04 | 0 | PC
VTS-OT-D0811-L421S | JDZXR-10C 6.3/v3¦.1/v3¦.1/3kV,10VA/0.5 |  | 121EL | 3GB |  | 12H | COMM | CS03 | Z001 | V |  | F | RM | PD | ZABB | HGQ | 3410120000 | PC |  | 1 | Y_PPM_01 | [5 empty] | 1 | 0 | PC | 2007-12-04 | 0 | PC
VTS-OT-D0813-H423 | JDZX17-6 6.3/v3 0.1/v3 0.1/v3 kV 0.5/3P |  | 121EL-VT | 3GB |  | 12H | COMM | CS03 | Z001 | V |  | F | RM | PD | ZABB | HGQ | 3410121000 | PC |  | 1 | CNXIHE4 | [5 empty] | 1 | 0 | PC | 2013-11-01 | 0 | PC
VTS-OT-D0813-H423S | JDZX17-6R 6.3/v3 0.1/v3 0.1/v3kV 0.5/3P |  | 121EL-VT | 3GB |  | 12H | COMM | CS03 | Z001 | V |  | F | RM | PD | ZABB | HGQ | 3410121000 | PC |  | 1 | CNXIHE4 | [5 empty] | 1 | 0 | PC | 2013-11-01 | 0 | PC
VTS-OT-D0813-HH2BS | JDZX17-6R 6.3/v3 0.1/v3 0.1/v3kV 0.5/0.5 |  | 121EL-VT | 3GB |  | 12H | COMM | CS03 | Z001 | V |  | F | RM | PD | ZABB | HGQ | 3410121000 | PC |  | 1 | CNXIHE4 | [5 empty] | 1 | 0 | PC | 2013-11-01 | 0 | PC
VTS-OT-D0820-2010 | JDZX10-6C1 6.3/v3 0.11/v3kV |  | 121EL-VT | 3GB |  | 12H | COMM | CS03 | Z001 | V |  | F | RM | PD | ZABB | HGQ | 3410121000 | PC |  | 1 | CNSOLIN2 | [5 empty] | 1 | 0 | PC | 2013-12-04 | 0 | PC
VTS-OT-D0820-2010S | JDZX17-6R 6.3/v3 0.11/v3kV |  | 121EL-VT | 3GB |  | 12H | COMM | CS03 | Z001 | V |  | F | RM | PD | ZABB | HGQ | 3410121000 | PC |  | 1 | CNSOLIN2 | [5 empty] | 1 | 0 | PC | 2013-12-04 | 0 | PC
VTS-OT-D0822-1411S | JDZXR-6C 6300/v3 110/v3 110/3V |  | 121EL-VT | 3GB |  | 12H | COMM | CS03 | Z001 | V |  | F | RM | PD | ZABB | HGQ | 3410121000 | PC |  | 1 | CNGELI3 | [5 empty] | 1 | 0 | PC | 2020-03-17 | 0 | PC
VTS-OT-D0822-2223 | JDZX10-6C1 6.3/v3 0.11/v3 0.11/3KV 0.5/3 |  | 121EL-VT | 3GB |  | 12H | COMM | CS03 | Z001 | V |  | F | RM | PD | ZABB | HGQ | 3410121000 | PC |  | 1 | CNXIHE4 | [5 empty] | 1 | 0 | PC | 2010-04-15 | 0 | PC
VTS-OT-D0822-2223S | JDZXR-6C 6.3kV/rt3: 110V/rt3: 110V/3 CL0 |  | 121EL-VT | 3GB |  | 12H | COMM | CS03 | Z001 | V |  | F | RM | PD | ZABB | HGQ | 3410121000 | PC |  | 1 | T_GUIHUA_YE | [5 empty] | 1 | 0 | PC | 2012-02-09 | 0 | PC
VTS-OT-D0822-2421 | JDZX10-6C1G-N 6.3/v3 0.11/v3 0.11/3kV |  | 121EL-VT | 3GB |  | 12H | COMM | CS03 | Z001 | V |  | F | RM | PD | ZABB | HGQ | 3410121000 | PC |  | 1 | CNSHYE6 | [5 empty] | 1 | 0 | PC | 2019-03-22 | 0 | PC
VTS-OT-D0822-4423 | JDZX10-6C1 6.3/v3 0.11/v3 0.11/3KV;50VA/ |  | 121EL-VT | 3GB |  | 12H | COMM | CS03 | Z001 | V |  | F | RM | PD | ZABB | HGQ | 3410121000 | PC |  | 1 | CNXIHE4 | [5 empty] | 1 | 0 | PC | 2010-04-16 | 0 | PC
VTS-OT-D0822-4423S | JDZXR-6C 6.3/v3 0.11/v3 0.11/3kV 0.5/3P |  | 121EL-VT | 3GB |  | 12H | COMM | CS03 | Z001 | V |  | F | RM | PD | ZABB | HGQ | 3410121000 | PC |  | 1 | CNXIHE4 | [5 empty] | 1 | 0 | PC | 2013-08-22 | 0 | PC
VTS-OT-D0822-6623S | JDZX17-6R 6.3/v3 .11/v3 .11/3kV;75VA/CL0 |  | 121EL-VT | 3GB |  | 12H | COMM | CS03 | Z001 | V |  | F | RM | PD | ZABB | HGQ | 3410121000 | PC |  | 1 | CNXIHE4 | [5 empty] | 1 | 0 | PC | 2010-04-14 | 0 | PC
VTS-OT-D0822-H413 | JDZX17-6R 6.3/v3¦0.11/v3¦0.11/3 kV |  | 121EL-VT | 3GD |  | 12H | COMM | CS03 | Z001 | V |  | F | RM | PD | ZABB | HGQ | 3410121000 | PC |  | 1 | CNZHZHA51 | [5 empty] | 1 | 0 | PC | 2020-03-11 | 0 | PC
VTS-OT-D0822-HH23S | JDZXR-6C 6.3/v3 0.11/v3 0.11/3 kV CL0.5 |  | 121EL-VT | 3GB |  | 12H | COMM | CS03 | Z001 | V |  | F | RM | PD | ZABB | HGQ | 3410121000 | PC |  | 1 | CNXIHE4 | [5 empty] | 1 | 0 | PC | 2012-06-11 | 0 | PC
VTS-OT-D08222-2281 | JDZX17-6R 6.3/v3 2X.11/v3 .11/3kV |  | 121EL-VT | 3GB |  | 12H | COMM | CS03 | Z001 | V |  | F | RM | PD | ZABB | HGQ | 3410121000 | PC |  | 1 | CNSOLIN2 | [5 empty] | 1 | 0 | PC | 2013-12-04 | 0 | PC
VTS-OT-D08222-I281 | JDZX16-6W-N 6.3/v3 2X.11/v3 .11/3kV |  | 121EL-VT | 3GB |  | 12H | COMM | CS03 | Z001 | V |  | F | RM | PD | ZABB | HGQ | 3410121000 | PC |  | 1 | CNSOLIN2 | [5 empty] | 1 | 0 | PC | 2013-12-04 | 0 | PC
VTS-OT-D08222223-1 | JDZX10-6C1 6.3/V3:0.11/V3:0.11/V3 |  | 121EL-VT | 3GB |  | 12H | COMM | CS03 | Z001 | V |  | F | RM | PD | ZABB | HGQ | 3410121000 | PC |  | 1 | CNDUYAN | [5 empty] | 1 | 0 | PC | 2020-08-14 | 0 | PC
VTS-OT-D08224423-1 | JDZX10-6C1 6.3/v3 .11/v3 .11/3kV 0.5/3P, |  | 121EL-VT | 3GB |  | 12H | COMM | CS03 | Z001 | V |  | F | RM | PD | ZABB | HGQ | 3410121000 | PC |  | 1 | T_GUIHUA_YE | [5 empty] | 1 | 0 | PC | 2013-01-25 | 0 | PC
VTS-OT-D08224423-2 | JDZX17-6R 6300/v3 110/v3 110/3V 50VA/CL0 |  | 121EL-VT | 3GB |  | 12H | COMM | CS03 | Z001 | V |  | F | RM | PD | ZABB | HGQ | 3410121000 | PC |  | 1 | CNXIHE4 | [5 empty] | 1 | 0 | PC | 2013-03-20 | 0 | PC
VTS-OT-D08224423-3 | JDZX10-6C1 6.3/v3 0.11/v3 0.11/3 kV |  | 121EL-VT | 3GB |  | 12H | COMM | CS03 | Z001 | V |  | F | RM | PD | ZABB | HGQ | 3410121000 | PC |  | 1 | CNXIHE4 | [5 empty] | 1 | 0 | PC | 2013-06-05 | 0 | PC
VTS-OT-D08224423-4 | JDZX10-6C1 6.3/v3 0.11/v3 0.11/3kV |  | 121EL-VT | 3GB |  | 12H | COMM | CS03 | Z001 | V |  | F | RM | PD | ZABB | HGQ | 3410121000 | PC |  | 1 | CNXIHE4 | [5 empty] | 1 | 0 | PC | 2013-12-24 | 0 | PC
VTS-OT-D08224423S1 | JDZXR-6C 6.3/v3 0.11/v3 0.11/3kV |  | 121EL-VT | 3GB |  | 12H | COMM | CS03 | Z001 | V |  | F | RM | PD | ZABB | HGQ | 3410121000 | PC |  | 1 | CNGELI3 | [5 empty] | 1 | 0 | PC | 2019-02-28 | 0 | PC
VTS-OT-D0822H423-1 | JDZX10-6C1 6.3/v3 0.11/v3 0.11/3 kV |  | 121EL-VT | 3GB |  | 12H | COMM | CS03 | Z001 | V |  | F | RM | PD | ZABB | HGQ | 3410121000 | PC |  | 1 | T_GUIHUA_YE | [5 empty] | 1 | 0 | PC | 2012-03-16 | 0 | PC
VTS-OT-D0824-2223S | JDZXR-6C 6.3/V3:0.11/V3:0.11/V3 |  | 121EL-VT | 3GB |  | 12H | COMM | CS03 | Z001 | V |  | F | RM | PD | ZABB | HGQ | 3410121000 | PC |  | 1 | CNDUYAN | [5 empty] | 1 | 0 | PC | 2020-08-15 | 0 | PC
VTS-OT-D0824-4423 | JDZX10-6C1 6.3/v3 0.11/v3 0.11/V3kV |  | 121EL-VT |  |  | 129 | COMM | CS03 | Z001 | V |  | F | RM | PD | ZABB | HGQ | 3410121000 | PC |  | 1 | CNGELI3 | [5 empty] | 1 | 0 | PC | 2019-02-28 | 0 | PC
VTS-OT-D0824-4423S | JDZX17-6R 6.3/v3 0.11/v3 0.11/v3kV |  | 121EL-VT | 3GB |  | 12H | COMM | CS03 | Z001 | V |  | F | RM | PD | ZABB | HGQ | 3410121000 | PC |  | 1 | CNXIHE4 | [5 empty] | 1 | 0 | PC | 2014-12-19 | 0 | PC
VTS-OT-D0824-H423 | JDZX17-6 6.3/v3 0.11/v3 0.11/v3 kV |  | 121EL-VT | 3GB |  | 12H | COMM | CS03 | Z001 | V |  | F | RM | PD | ZABB | HGQ | 3410121000 | PC |  | 1 | T_GUIHUA_YE | [5 empty] | 1 | 0 | PC | 2012-03-16 | 0 | PC
VTS-OT-D0824-H433S | JDZXR-6C 6.3/v3 0.11/v3 0.11/v3kV |  | 121EL-VT | 3GB |  | 12H | COMM | CS03 | Z001 | V |  | F | RM | PD | ZABB | HGQ | 3410121000 | PC |  | 1 | CNXIHE4 | [5 empty] | 1 | 0 | PC | 2011-04-20 | 0 | PC
VTS-OT-D0824-HH2BS | JDZX17-6R 6.3/v3 0.11/v3 0.11/v3 kV CL 0 |  | 121EL-VT | 3GB |  | 12H | COMM | CS03 | Z001 | V |  | F | RM | PD | ZABB | HGQ | 3410121000 | PC |  | 1 | CNXIHE4 | [5 empty] | 1 | 0 | PC | 2012-03-16 | 0 | PC
VTS-OT-D0824-HH2D | JDZX17-6 6.3/v3 0.11/v3 0.11/v3 kV 25VA/ |  | 121EL-VT | 3GB |  | 12H | COMM | CS03 | Z001 | V |  | F | RM | PD | ZABB | HGQ | 3410121000 | PC |  | 1 | T_GUIHUA_YE | [5 empty] | 1 | 0 | PC | 2013-03-19 | 0 | PC
VTS-OT-D0824-HH2DS | JDZX17-6R 6.3/v3 0.11/v3 0.11/v3 kV W.TU |  | 121EL-VT | 3GB |  | 12H | COMM | CS03 | Z001 | V |  | F | RM | PD | ZABB | HGQ | 3410121000 | PC |  | 1 | T_GUIHUA_YE | [5 empty] | 1 | 0 | PC | 2013-03-19 | 0 | PC
VTS-OT-D0824-L113S | JDZXR-6C 6.3/v3 0.11/v3 0.11/v3kV |  | 121EL-VT | 3GB |  | 12H | COMM | CS03 | Z001 | V |  | F | RM | PD | ZABB | HGQ | 3410121000 | PC |  | 1 | CNXIHE4 | [5 empty] | 1 | 0 | PC | 2011-04-20 | 0 | PC
VTS-OT-D0922-4423S | JDZXR-6C 6.9/v3 0.11/v3 0.11/3 KV 50VA/ |  | 121EL-VT | 3GB |  | 12H | COMM | CS03 | Z001 | V |  | F | RM | PD | ZABB | HGQ | 3410121000 | PC |  | 1 | T_GUIHUA_YE | [5 empty] | 1 | 0 | PC | 2011-12-02 | 0 | PC
VTS-OT-D1010-4020S | JDZX17-10R 10000/v3 100/v3V 50VA/CL0.5 |  | 121EL-VT | 3GB |  | 12H | COMM | CS03 | Z001 | V |  | F | RM | PD | ZABB | HGQ | 3410121000 | PC |  | 1 | CNXIHE4 | [5 empty] | 1 | 0 | PC | 2011-03-09 | 0 | PC
VTS-OT-D10104020S1 | JDZX17-10R 10/v3 0.1/v3kV |  | 121EL-VT | 3GB |  | 12H | COMM | CS03 | Z001 | V |  | F | RM | PD | ZABB | HGQ | 3410121000 | PC |  | 1 | CNGELI3 | [5 empty] | 1 | 0 | PC | 2019-11-15 | 0 | PC
VTS-OT-D1011-2223 | JDZX10-10C1 10/v3 .1/v3 .1/3kV 0.5/3P,30 |  | 121EL-VT | 3GB |  | 12H | COMM | CS03 | Z001 | V |  | F | RM | PD | ZABB | HGQ | 3410121000 | PC |  | 1 | CNXIHE4 | [5 empty] | 1 | 0 | PC | 2009-11-12 | 0 | PC
VTS-OT-D1011-2223S | JDZXR-10C 10/v3:0.1/v3:0.1/3KV 0.5/30 |  | 121EL-VT | 3GB |  | 12H | COMM | CS03 | Z001 | V |  | F | RM | PD | ZABB | HGQ | 3410121000 | PC |  | 1 | CNXIHE4 | [5 empty] | 1 | 0 | PC | 2009-11-12 | 0 | PC
VTS-OT-D1011-222B | JDZX17-10 10/v3 .1/v3 .1/v3 .1/3kV |  | 121EL-VT | 3GB |  | 12H | COMM | CS03 | Z001 | V |  | F | RM | PD | ZABB | HGQ | 3410121000 | PC |  | 1 | CNJOCHE21 | [5 empty] | 1 | 0 | PC | 2020-07-16 | 0 | PC
VTS-OT-D1011-2413S | JDZX17-10R 10/v3 0.1/v3 0.1/3kV 30VA/0.2 |  | 121EL-VT | 3GB |  | 12H | COMM | CS03 | Z001 | V |  | F | RM | PD | ZABB | HGQ | 3410121000 | PC |  | 1 | CNXIHE4 | [5 empty] | 1 | 0 | PC | 2011-04-15 | 0 | PC
VTS-OT-D1011-2421S | JDZXR-10C 10/v3 0.1/v3 0.1/3kV |  | 121EL-VT | 3GB |  | 12H | COMM | CS03 | Z001 | V |  | F | RM | PD | ZABB | HGQ | 3410121000 | PC |  | 1 | CNDUYAN | [5 empty] | 1 | 0 | PC | 2018-05-07 | 0 | PC
VTS-OT-D1011-2423S | JDZX17-10R 10/v3 0.1/v3 0.1/3kV 30VA/0.5 |  | 121EL-VT | 3GB |  | 12H | COMM | CS03 | Z001 | V |  | F | RM | PD | ZABB | HGQ | 3410121000 | PC |  | 1 | CNXIHE4 | [5 empty] | 1 | 0 | PC | 2011-03-09 | 0 | PC
VTS-OT-D1011-4421 | JDZX10-10C1 10/v3¦0.1/v3¦0.1/3kV |  | 121EL-VT | 3GB |  | 12H | COMM | CS03 | Z001 | V |  | F | RM | PD | ZABB | HGQ | 3410121000 | PC |  | 1 | CNXIHE4 | [5 empty] | 1 | 0 | PC | 2016-04-21 | 0 | PC
VTS-OT-D1011-4421S | JDZXR-10C 10/v3 0.1/v3 0.1/3 KV CL0.5/6P |  | 121EL-VT | 3GB |  | 12H | COMM | CS03 | Z001 | V |  | F | RM | PD | ZABB | HGQ | 3410121000 | PC |  | 1 | CNXIHE4 | [5 empty] | 1 | 0 | PC | 2013-03-29 | 0 | PC
VTS-OT-D1011-4423 | JDZX10-10C 10/rt3 :0.1/rt3 :0.1/3 30/0.5 |  | 121EL | 3GB |  | 12H | COMM | CS03 | Z001 | V |  | F | RM | PD | ZABB | HGQ | 3410120000 | PC |  | 1 | Y_PPM_01 | [5 empty] | 1 | 0 | PC | 2007-12-04 | 0 | PC
VTS-OT-D1011-4423S | JDZXR-10C 10/v3 0.1/v3 0.1/3kV CL0.5/3P |  | 121EL-CT | 3GB |  | 12H | COMM | CS03 | Z001 | V |  | F | RM | PD | ZABB | HGQ | 3410120000 | PC |  | 1 | Y_PPM_01 | [5 empty] | 1 | 0 | PC | 2007-12-04 | 0 | PC
VTS-OT-D1011-4723S | JDZXR-10C 10/v3 0.1/v3 0.1/3kV |  | 121EL-VT | 3GB |  | 12H | COMM | CS03 | Z001 | V |  | F | RM | PD | ZABB | HGQ | 3410121000 | PC |  | 1 | CNGELI3 | [5 empty] | 1 | 0 | PC | 2020-01-07 | 0 | PC
VTS-OT-D1011-4823 | JDZX10-10C1 10/v3 0.1/v3 0.1/3kV |  | 121EL-VT | 3GB |  | 12H | COMM | CS03 | Z001 | V |  | F | RM | PD | ZABB | HGQ | 3410121000 | PC |  | 1 | CNJOCHE21 | [5 empty] | 1 | 0 | PC | 2020-07-08 | 0 | PC
VTS-OT-D1011-5423S | JDZX17-10R 10/v3¦.1/v3¦.1/3kV 0.5/3P |  | 121EL-VT | 3GB |  | 12H | COMM | CS03 | Z001 | V |  | F | RM | PD | ZABB | HGQ | 3410121000 | PC |  | 1 | CNXIHE4 | [5 empty] | 1 | 0 | PC | 2009-08-28 | 0 | PC
VTS-OT-D1011-H413S | JDZXR-10C 10/v3 ¦ 0.1/v3 ¦ 0.1/3 kV CL |  | 121EL-VT | 3GB |  | 12H | COMM | CS03 | Z001 | V |  | F | RM | PD | ZABB | HGQ | 3410121000 | PC |  | 1 | CNXIHE4 | [5 empty] | 1 | 0 | PC | 2010-02-25 | 0 | PC
VTS-OT-D1011-L411S | JDZXR-10C 10/v3 0.1/v3 0.1/3kV |  | 121EL-VT | 3GB |  | 12H | COMM | CS03 | Z001 | V |  | F | RM | PD | ZABB | HGQ | 3410121000 | PC |  | 1 | CNDUYAN | [5 empty] | 1 | 0 | PC | 2019-01-15 | 0 | PC
VTS-OT-D10112423S1 | JDZXR-10C 10/v3 0.1/v3 0.1/3kV |  | 121EL-VT | 3GB |  | 12H | COMM | CS03 | Z001 | V |  | F | RM | PD | ZABB | HGQ | 3410121000 | PC |  | 1 | CNDUYAN | [5 empty] | 1 | 0 | PC | 2018-05-30 | 0 | PC
VTS-OT-D10114423-1 | JDZX10-10C1 10/v3 .1/v3 .1/3kV 50VA/CL0 |  | 121EL-VT | 3GB |  | 12H | COMM | CS03 | Z001 | V |  | F | RM | PD | ZABB | HGQ | 3410121000 | PC |  | 1 | CNXIHE4 | [5 empty] | 1 | 0 | PC | 2015-10-13 | 0 | PC
VTS-OT-D10114423-3 | JDZX10-10C1 10/v3 0.1/v3 0.1/3kV |  | 121EL-VT | 3GB |  | 12H | COMM | CS03 | Z001 | V |  | F | RM | PD | ZABB | HGQ | 3410121000 | PC |  | 1 | CNDUYAN | [5 empty] | 1 | 0 | PC | 2020-12-11 | 0 | PC
VTS-OT-D10114423S1 | JDZXR-10C 10/v3 0.1/v3 0.1/3kV CL0.5/3P |  | 121EL-VT | 3GB |  | 12H | COMM | CS03 | Z001 | V |  | F | RM | PD | ZABB | HGQ | 3410121000 | PC |  | 1 | CNGELI3 | [5 empty] | 1 | 0 | PC | 2019-11-05 | 0 | PC
VTS-OT-D1022-2223 | JDZX10-10C1 10/V3:0.11/V3：0.11/3 |  | 121EL-VT | 3GB |  | 12H | COMM | CS03 | Z001 | V |  | F | RM | PD | ZABB | HGQ | 3410121000 | PC |  | 1 | CNDUYAN | [5 empty] | 1 | 0 | PC | 2020-07-06 | 0 | PC
VTS-OT-D1022-4421S | JDZXR-10C 10/v3 0.11/v3 0.11/3kV W.TUBE |  | 121EL-VT | 3GB |  | 12H | COMM | CS03 | Z001 | V |  | F | RM | PD | ZABB | HGQ | 3410121000 | PC |  | 1 | T_GUIHUA_YE | [5 empty] | 1 | 0 | PC | 2014-12-26 | 0 | PC
VTS-OT-D1022-4423 | JDZX10-10C1 10/v3 0.11/v3 0.11/3kV |  | 121EL-VT | 3GB |  | 12H | COMM | CS03 | Z001 | V |  | F | RM | PD | ZABB | HGQ | 3410121000 | PC |  | 1 | CNXIHE4 | [5 empty] | 1 | 0 | PC | 2012-11-26 | 0 | PC
VTS-OT-D1022-4423S | JDZXR-10C 10/v3 0.11/v3 0.11/3kV 0.5/3P |  | 121EL-VT | 3GB |  | 12H | COMM | CS03 | Z001 | V |  | F | RM | PD | ZABB | HGQ | 3410121000 | PC |  | 1 | CNXIHE4 | [5 empty] | 1 | 0 | PC | 2014-12-03 | 0 | PC
VTS-OT-D1022-LL13S | JDZX17-10R 10/V3kV 0.11/V3 kV 0.11/3 kV |  | 121EL-VT |  |  | 129 | COMM | CS03 | Z001 | V |  | F | RM | PD | ZABB | HGQ | 3410121000 | PC |  | 1 | CNJISU10 | [5 empty] | 1 | 0 | PC | 2022-02-23 | 0 | PC
VTS-OT-D10224423-1 | JDZX10-10C1 10/v3/0.11/v3/0.11/3kV |  | 121EL-VT | 3GB |  | 12H | COMM | CS03 | Z001 | V |  | F | RM | PD | ZABB | HGQ | 3410121000 | PC |  | 1 | CNJOCHE21 | [5 empty] | 1 | 0 | PC | 2021-01-22 | 0 | PC
VTS-OT-D1110-4020 | JDZX10-10C1 11/v3,0.1/v3kV;50VA/CL0.5 |  | 121EL-VT | 3GB |  | 12H | COMM | CS03 | Z001 | V |  | F | RM | PD | ZABB | HGQ | 3410121000 | PC |  | 1 | CNJOCHE21 | [5 empty] | 1 | 0 | PC | 2020-05-19 | 0 | PC
VTS-OT-D1110-8020S | JDZXR-10C 11/v3 0.1/v3 |  | 121EL-VT |  |  | 129 | COMM | CS03 | Z001 | V |  | F | RM | PD | ZABB | HGQ | 3410121000 | PC |  | 1 | CNDUYAN | [5 empty] | 1 | 0 | PC | 2020-05-13 | 0 | PC
VTS-OT-D1111-1411S | JDZX15-20R 11/v3 0.1/v3 0.1/3kV CL0.2/6P |  | 121EL-VT |  |  | B03 | COMM | CS03 | Z001 | V |  | F | RM | PD | ZABB | HGQ | 3410121000 | PC |  | 1 | CNXIHE4 | [5 empty] | 1 | 0 | PC | 2015-02-09 | 0 | PC
VTS-OT-D1111-14C1S | JDZX15-20R 11/v3 0.1/v3 0.1/3kV CL0.2&3P |  | 121EL-VT | 3GB |  | 12H | COMM | CS03 | Z001 | V |  | F | RM | PD | ZABB | HGQ | 3410121000 | PC |  | 1 | T_GUIHUA_YE | [5 empty] | 1 | 0 | PC | 2015-06-12 | 0 | PC
VTS-OT-D1111-2411 | JDZX10-10C1 11/v3 0.1/v3 0.1/3kV |  | 121EL-VT | 3GB |  | 12H | COMM | CS03 | Z001 | V |  | F | RM | PD | ZABB | HGQ | 3410121000 | PC |  | 1 | CNDUYAN | [5 empty] | 1 | 0 | PC | 2020-08-28 | 0 | PC
VTS-OT-D1111-2813S | JDZX17-10R 11/v3 0.1/v3 0.1/3kV 30VA/0.2 |  | 121EL-VT | 3GB |  | 12H | COMM | CS03 | Z001 | V |  | F | RM | PD | ZABB | HGQ | 3410121000 | PC |  | 1 | CNXIHE4 | [5 empty] | 1 | 0 | PC | 2011-05-26 | 0 | PC
VTS-OT-D1111-4423S | JDZXR-10C 11/rt3:0.1/rt3:0.1/3KV 50/0.5 |  | 121EL | 3GB |  | 12H | COMM | CS03 | Z001 | V |  | F | RM | PD | ZABB | HGQ | 3410120000 | PC |  | 1 | Y_PPM_01 | [5 empty] | 1 | 0 | PC | 2007-12-04 | 0 | PC
VTS-OT-D1111-4483 | JDZX10-10C1 11/v3 0.1/v3 0.1/3 kV 3P/3P |  | 121EL-VT | 3GB |  | 12H | COMM | CS03 | Z001 | V |  | F | RM | PD | ZABB | HGQ | 3410121000 | PC |  | 1 | CNXIHE4 | [5 empty] | 1 | 0 | PC | 2013-11-19 | 0 | PC
VTS-OT-D1111-4821S | JDZX10-10C1 11000/v3 100/v3 100/3V |  | 121EL-VT | 3GB |  | 12H | COMM | CS03 | Z001 | V |  | F | RM | PD | ZABB | HGQ | 3410121000 | PC |  | 1 | CNXIYE6 | [5 empty] | 1 | 0 | PC | 2022-03-28 | 0 | PC
VTS-OT-D1111-4823S | JDZX17-10R 11/v3 0.1/v3 0.1/3kV CL0.5/3P |  | 121EL-VT | 3GB |  | 12H | COMM | CS03 | Z001 | V |  | F | RM | PD | ZABB | HGQ | 3410121000 | PC |  | 1 | CNXIHE4 | [5 empty] | 1 | 0 | PC | 2014-02-28 | 0 | PC
VTS-OT-D1111-5423S | JDZXR-10C 11/v3 0.1/v3 0.1/3 kV CL0.5/3P |  | 121EL-VT | 3GB |  | 12H | COMM | CS03 | Z001 | V |  | F | RM | PD | ZABB | HGQ | 3410121000 | PC |  | 1 | CNXIHE4 | [5 empty] | 1 | 0 | PC | 2013-11-19 | 0 | PC
VTS-OT-D1111-8433S | JDZXR-10C 100/50VA CL1.0/3P W. TUBE |  | 121EL | 3GB |  | 12H | COMM | CS03 | Z001 | V |  | F | RM | PD | ZABB | HGQ | 3410120000 | PC |  | 1 | Y_PPM_01 | [5 empty] | 1 | 0 | PC | 2007-12-04 | 0 | PC
VTS-OT-D1111-GG23 | JDZX10-10C1 11/v3¦.1/v3¦.1/3kV 0.5/3P |  | 121EL-VT | 3GB |  | 12H | COMM | CS03 | Z001 | V |  | F | RM | PD | ZABB | HGQ | 3410121000 | PC |  | 1 | CNXIHE4 | [5 empty] | 1 | 0 | PC | 2009-02-23 | 0 | PC
VTS-OT-D1111-H413 | JDZX10-10C1 11/v3 0.1/v3 0.1/3,25VA/0.2 |  | 121EL-VT | 3GB |  | 12H | COMM | CS03 | Z001 | V |  | F | RM | PD | ZABB | HGQ | 3410121000 | PC |  | 1 | CNXIHE4 | [5 empty] | 1 | 0 | PC | 2010-12-01 | 0 | PC
VTS-OT-D1111-HH13 | JDZX10-10C1 11/v3 0.1/v3 0.1/3,25VA/0.2 |  | 121EL-VT |  |  | B03 | COMM | CS03 | Z001 | V |  | F | RM | PD | ZABB | HGQ | 3410121000 | PC |  | 1 | CNXIHE4 | [5 empty] | 1 | 0 | PC | 2010-11-30 | 0 | PC
VTS-OT-D1111-L411 | JDZX10-10C 11/rt3 :0.1/rt3 :0.1/3 10/0.2 |  | 121EL | 3GB |  | 12H | COMM | CS03 | Z001 | V |  | F | RM | PD | ZABB | HGQ | 3410120000 | PC |  | 1 | Y_PPM_01 | [5 empty] | 1 | 0 | PC | 2007-12-04 | 0 | PC
VTS-OT-D1111-L411S | JDZXR-10C 11/rt3 :0.1/rt3 :0.1/3 10/0.2 |  | 121EL | 3GB |  | 12H | COMM | CS03 | Z001 | V |  | F | RM | PD | ZABB | HGQ | 3410120000 | PC |  | 1 | Y_PPM_01 | [5 empty] | 1 | 0 | PC | 2007-12-04 | 0 | PC
VTS-OT-D1111-L421 | JDZX10-10C 11/rt3 :0.1/rt3 :0.1/3 10/0.5 |  | 121EL | 3GB |  | 12Q | COMM | CS03 | Z001 | V |  | F | RM | PD | ZABB | HGQ | 3410120000 | PC |  | 1 | Y_PPM_01 | [5 empty] | 1 | 0 | PC | 2007-12-04 | 0 | PC
VTS-OT-D11114823S1 | JDZXR-10C 11/v3 0.1/v3 0.1/3kV CL0.5/3P |  | 121EL-VT | 3GB |  | 12H | COMM | CS03 | Z001 | V |  | F | RM | PD | ZABB | HGQ | 3410121000 | PC |  | 1 | CNGELI3 | [5 empty] | 1 | 0 | PC | 2020-02-21 | 0 | PC
VTS-OT-D1113-1411S | JDZX15-20R 11/v3 /0.1/v3/ 0.1/3V kV |  | 121EL-VT |  |  | B03 | COMM | CS03 | Z001 | V |  | F | RM | PD | ZABB | HGQ | 3410121000 | PC |  | 1 | CNXIHE4 | [5 empty] | 1 | 0 | PC | 2015-06-15 | 0 | PC
VTS-OT-D1113-HH23S | JDZXR-10C 11/v3 0.1/v3 0.1/v3kV CL0.5/3P |  | 121EL-VT | 3GB |  | 12H | COMM | CS03 | Z001 | V |  | F | RM | PD | ZABB | HGQ | 3410121000 | PC |  | 1 | CNXIHE4 | [5 empty] | 1 | 0 | PC | 2014-12-10 | 0 | PC
VTS-OT-D1120-1090S | JDZXR-10C 11/rt3: 0.11/rt3 kV, CL0.5&3P/ |  | 121EL-VT | 3GB |  | 12H | COMM | CS03 | Z001 | V |  | F | RM | PD | ZABB | HGQ | 3410121000 | PC |  | 1 | CNXIHE4 | [5 empty] | 1 | 0 | PC | 2013-06-18 | 0 | PC
VTS-OT-D1120-2010S | JDZXR-10C 11/v3 0.11/v3 CL0.2/30VA |  | 121EL-VT | 3GB |  | 12H | COMM | CS03 | Z001 | V |  | F | RM | PD | ZABB | HGQ | 3410121000 | PC |  | 1 | CNGELI3 | [5 empty] | 1 | 0 | PC | 2019-07-16 | 0 | PC
VTS-OT-D1120-2020S | JDZXR-10C 11/v3¦0.11/v3 kV;CL 0.5/30VA |  | 121EL-VT | 3GB |  | 12H | COMM | CS03 | Z001 | V |  | F | RM | PD | ZABB | HGQ | 3410121000 | PC |  | 1 | CNXIHE4 | [5 empty] | 1 | 0 | PC | 2010-06-24 | 0 | PC
VTS-OT-D1120-2028 | JDZX10-10C1 11/rt3¦0.11/rt3 KV CL0.5&3P |  | 121EL-VT | 3GB |  | 12H | COMM | CS03 | Z001 | V |  | F | RM | PD | ZABB | HGQ | 3410121000 | PC |  | 1 | CNXIHE4 | [5 empty] | 1 | 0 | PC | 2009-08-28 | 0 | PC
VTS-OT-D1120-3020 | JDZX10-10C1 11/rt3: 0.11/rt3 kV |  | 121EL-VT | 3GB |  | 12H | COMM | CS03 | Z001 | V |  | F | RM | PD | ZABB | HGQ | 3410121000 | PC |  | 1 | T_GUIHUA_YE | [5 empty] | 1 | 0 | PC | 2011-09-15 | 0 | PC
VTS-OT-D1120-4010S | JDZX17-10R 11/√3/0.11/√3kV 0.2/50VA |  | 121EL-VT | 3GB |  | 12H | COMM | CS03 | Z001 | V |  | F | RM | PD | ZABB | HGQ | 3410121000 | PC |  | 1 | CNJOCHE21 | [5 empty] | 1 | 0 | PC | 2021-11-15 | 0 | PC
VTS-OT-D1120-4020 | JDZX10-10C1 11/rt3: 0.11/rt3 kV |  | 121EL-VT |  |  | B03 | COMM | CS03 | Z001 | V |  | F | RM | PD | ZABB | HGQ | 3410121000 | PC |  | 1 | T_GUIHUA_YE | [5 empty] | 1 | 0 | PC | 2011-07-29 | 0 | PC
VTS-OT-D1120-4020S | JDZXR-10C 11kV/rt3 110V/rt3 CL0.5/50VA |  | 121EL-VT | 3GB |  | 12H | COMM | CS03 | Z001 | V |  | F | RM | PD | ZABB | HGQ | 3410121000 | PC |  | 1 | CNXIHE4 | [5 empty] | 1 | 0 | PC | 2010-12-15 | 0 | PC
VTS-OT-D1120-4028 | JDZX10-10C1 11/v3¦0.11/v3KV CL0.5&3P/50V |  | 121EL-VT | 3GB |  | 12H | COMM | CS03 | Z001 | V |  | F | RM | PD | ZABB | HGQ | 3410121000 | PC |  | 1 | CNXIHE4 | [5 empty] | 1 | 0 | PC | 2009-08-28 | 0 | PC
VTS-OT-D1120-4080S | JDZX17-10R 11kV/rt3: 110V/rt3 3P / 50VA |  | 121EL-VT | 3GB |  | 12H | COMM | CS03 | Z001 | V |  | F | RM | PD | ZABB | HGQ | 3410121000 | PC |  | 1 | CNXIHE4 | [5 empty] | 1 | 0 | PC | 2012-04-11 | 0 | PC
VTS-OT-D1120-4090S | JDZXR-10C 11kV/rt3: 110V/rt3 CL0.5 & 3P |  | 121EL-VT | 3GB |  | 12H | COMM | CS03 | Z001 | V |  | F | RM | PD | ZABB | HGQ | 3410121000 | PC |  | 1 | T_GUIHUA_YE | [5 empty] | 1 | 0 | PC | 2012-04-27 | 0 | PC
VTS-OT-D1120-5020 | JDZX10-10C1 11/v3 0.11/v3kV CL0.5/60VA |  | 121EL-VT | 3GB |  | 12H | COMM | CS03 | Z001 | V |  | F | RM | PD | ZABB | HGQ | 3410121000 | PC |  | 1 | CNXIHE4 | [5 empty] | 1 | 0 | PC | 2013-12-23 | 0 | PC
VTS-OT-D1120-5020S | JDZXR-10C 11/v3 0.11/v3 kV 60VA/CL0.5 |  | 121EL-VT | 3GB |  | 12H | COMM | CS03 | Z001 | V |  | F | RM | PD | ZABB | HGQ | 3410121000 | PC |  | 1 | T_GUIHUA_YE | [5 empty] | 1 | 0 | PC | 2011-11-14 | 0 | PC
VTS-OT-D1120-5030 | JDZX10-10C1 11/v3 0.11/v3kV 60VA/CL1.0 |  | 121EL-VT | 3GB |  | 12H | COMM | CS03 | Z001 | V |  | F | RM | PD | ZABB | HGQ | 3410121000 | PC |  | 1 | CNXIHE4 | [5 empty] | 1 | 0 | PC | 2015-06-08 | 0 | PC
VTS-OT-D1120-6020 | JDZX10-10C1 11/v3 .11/v3 KV;75VA/C |  | 121EL-VT | 3GD |  | 12H | COMM | CS03 | Z001 | V |  | F | RM | PD | ZABB | HGQ | 3410121000 | PC |  | 1 | CNGELI3 | [5 empty] | 1 | 0 | PC | 2019-10-16 | 0 | PC
VTS-OT-D1120-6020S | JDZXR-10C 11/v3 0.11/v3 kV 75VA/CL0.5 |  | 121EL-VT | 3GB |  | 12H | COMM | CS03 | Z001 | V |  | F | RM | PD | ZABB | HGQ | 3410121000 | PC |  | 1 | CNXIHE4 | [5 empty] | 1 | 0 | PC | 2013-06-25 | 0 | PC
VTS-OT-D1120-6090 | JDZX10-10C1 11/√3/0.11/√3kV 0.5(3P) 75 |  | 121EL-VT |  |  | 129 | COMM | CS03 | Z001 | V |  | F | RM | PD | ZABB | HGQ | 3410121000 | PC |  | 1 | CNJOCHE21 | [5 empty] | 1 | 0 | PC | 2021-04-02 | 0 | PC
VTS-OT-D1120-8020 | JDZX15-20 11/v3 0.11/v3 kV 100VA/CL0.5 |  | 121EL-VT | 3GB |  | 12H | COMM | CS03 | Z001 | V |  | F | RM | PD | ZABB | HGQ | 3410121000 | PC |  | 1 | CNXIHE4 | [5 empty] | 1 | 0 | PC | 2013-07-22 | 0 | PC
VTS-OT-D1120-8020S | JDZX17-10R 11/v3 0.11/v3kV 100VA/CL0.5 |  | 121EL-VT | 3GB |  | 12H | COMM | CS03 | Z001 | V |  | F | RM | PD | ZABB | HGQ | 3410121000 | PC |  | 1 | CNXIHE4 | [5 empty] | 1 | 0 | PC | 2011-01-20 | 0 | PC
VTS-OT-D1120-8030S | JDZXR-10C 11/v3 ¦.11/v3kV;100VA/CL1.0 |  | 121EL-VT | 3GB |  | 12H | COMM | CS03 | Z001 | V |  | F | RM | PD | ZABB | HGQ | 3410121000 | PC |  | 1 | CNXIHE4 | [5 empty] | 1 | 0 | PC | 2010-05-06 | 0 | PC
VTS-OT-D1120-80B0S | JDZXR-10C 11kV/rt3 110V/rt3 W.TUBE |  | 121EL-VT | 3GB |  | 12H | COMM | CS03 | Z001 | V |  | F | RM | PD | ZABB | HGQ | 3410121000 | PC |  | 1 | T_GUIHUA_YE | [5 empty] | 1 | 0 | PC | 2012-02-21 | 0 | PC
VTS-OT-D1120-H010 | JDZX10-10C1 11/v3 0.11/v3 kV |  | 121EL-VT | 3GB |  | 12H | COMM | CS03 | Z001 | V |  | F | RM | PD | ZABB | HGQ | 3410121000 | PC |  | 1 | CNXIHE4 | [5 empty] | 1 | 0 | PC | 2012-09-07 | 0 | PC
VTS-OT-D1120-H010S | JDZX17-10R 11/v3 .11/v3kV,25VA/0.2 |  | 121EL-VT |  |  | 129 | COMM | CS03 | Z001 | V |  | F | RM | PD | ZABB | HGQ | 3410121000 | PC |  | 1 | CNGELI3 | [5 empty] | 1 | 0 | PC | 2019-08-05 | 0 | PC
VTS-OT-D1120-H090S | JDZXR-10C 11/v3 0.11/v3 kV 25VA/CL0.5 & |  | 121EL-VT | 3GB |  | 12H | COMM | CS03 | Z001 | V |  | F | RM | PD | ZABB | HGQ | 3410121000 | PC |  | 1 | CNXIHE4 | [5 empty] | 1 | 0 | PC | 2011-12-06 | 0 | PC
VTS-OT-D1120-H0C0 | JDZX10-10C1 11kV/rt3: 110V/rt3 |  | 121EL-VT | 3GB |  | 12H | COMM | CS03 | Z001 | V |  | F | RM | PD | ZABB | HGQ | 3410121000 | PC |  | 1 | CNXIHE4 | [5 empty] | 1 | 0 | PC | 2010-11-09 | 0 | PC
VTS-OT-D1120-H0C0S | JDZXR-10C 11/v3 0.11/v3 kV;25VA/CL0.2&3P |  | 121EL-VT | 3GB |  | 12H | COMM | CS03 | Z001 | V |  | F | RM | PD | ZABB | HGQ | 3410121000 | PC |  | 1 | CNXIHE4 | [5 empty] | 1 | 0 | PC | 2010-03-30 | 0 | PC
VTS-OT-D1120-I010 | JDZX10-10C1 11/v3:0.11/v3 20VA/CL0.2 |  | 121EL-VT | 3GD |  | 12H | COMM | CS03 | Z001 | V |  | F | RM | PD | ZABB | HGQ | 3410121000 | PC |  | 1 | CNJOCHE21 | [5 empty] | 1 | 0 | PC | 2021-09-13 | 0 | PC
VTS-OT-D1120-I010S | JDZXR-10C 11/v3:0.11/v3 20VA/CL0.2 |  | 121EL-VT |  |  | 129 | COMM | CS03 | Z001 | V |  | F | RM | PD | ZABB | HGQ | 3410121000 | PC |  | 1 | CNJOCHE21 | [5 empty] | 1 | 0 | PC | 2021-09-02 | 0 | PC
VTS-OT-D1120-I0C0S | JDZXR-10C 11000/v3V 110/v3V |  | 121EL-VT | 3GB |  | 12H | COMM | CS03 | Z001 | V |  | F | RM | PD | ZABB | HGQ | 3410121000 | PC |  | 1 | CNDUYAN | [5 empty] | 1 | 0 | PC | 2020-11-30 | 0 | PC
VTS-OT-D1120-K0B0 | JDZX-10CQ 11000/v3 110/v3V 35VA/CL1.0&3P |  | 121EL-VT | 3GB |  | 12H | COMM | CS03 | Z001 | V |  | F | RM | PD | ZABB | HGQ | 3410121000 | PC |  | 1 | CNXIHE4 | [5 empty] | 1 | 0 | PC | 2010-07-10 | 0 | PC
VTS-OT-D1120-L020S | JDZXR-10C 11/rt3: 0.11/rt3kV CL0.5/10VA |  | 121EL-VT | 3GB |  | 12H | COMM | CS03 | Z001 | V |  | F | RM | PD | ZABB | HGQ | 3410121000 | PC |  | 1 | CNXIHE4 | [5 empty] | 1 | 0 | PC | 2011-07-13 | 0 | PC
VTS-OT-D1120-L0C0S | JDZX15-20R 11/v3 0.11/v3 kV 10VA/CL0.2&3 |  | 121EL-VT | 3GB |  | 12H | COMM | CS03 | Z001 | V |  | F | RM | PD | ZABB | HGQ | 3410121000 | PC |  | 1 | CNXIHE4 | [5 empty] | 1 | 0 | PC | 2012-09-14 | 0 | PC
VTS-OT-D1120-R0D0S | JDZXR-10C 11kV/rt3: 110V/rt3; CL 1.0&6 |  | 121EL-VT | 3GB |  | 12H | COMM | CS03 | Z001 | V |  | F | RM | PD | ZABB | HGQ | 3410121000 | PC |  | 1 | CNXIHE4 | [5 empty] | 1 | 0 | PC | 2010-06-14 | 0 | PC
VTS-OT-D11204020-1 | JDZXR-10C 11/rt3: 0.11/rt3 kV |  | 121EL-VT |  |  | B03 | COMM | CS03 | Z001 | V |  | F | RM | PD | ZABB | HGQ | 3410121000 | PC |  | 1 | T_GUIHUA_YE | [5 empty] | 1 | 0 | PC | 2011-07-29 | 0 | PC
VTS-OT-D11204020-2 | JDZX10-10C1 11/V3:0.11/V3 |  | 121EL-VT | 3GB |  | 12H | COMM | CS03 | Z001 | V |  | F | RM | PD | ZABB | HGQ | 3410121000 | PC |  | 1 | CNDUYAN | [5 empty] | 1 | 0 | PC | 2020-06-09 | 0 | PC
VTS-OT-D11204020S1 | JDZXR-10C 11kV/rt3: 110V/rt3 CL0.5 / 50 |  | 121EL-VT | 3GB |  | 12H | COMM | CS03 | Z001 | V |  | F | RM | PD | ZABB | HGQ | 3410121000 | PC |  | 1 | T_GUIHUA_YE | [5 empty] | 1 | 0 | PC | 2014-04-03 | 0 | PC
VTS-OT-D11204020S2 | JDZXR-10C 11/v3 0.11/v3 kV 50VA/CL0.5 |  | 121EL-VT | 3GB |  | 12H | COMM | CS03 | Z001 | V |  | F | RM | PD | ZABB | HGQ | 3410121000 | PC |  | 1 | CNXIHE4 | [5 empty] | 1 | 0 | PC | 2016-05-16 | 0 | PC
VTS-OT-D11204020S3 | JDZX17-10R 11/v3 0.11/v3kV 50VA/CL0.5 |  | 121EL-VT | 3GB |  | 12H | COMM | CS03 | Z001 | V |  | F | RM | PD | ZABB | HGQ | 3410121000 | PC |  | 1 | CNGELI3 | [5 empty] | 1 | 0 | PC | 2019-05-27 | 0 | PC
VTS-OT-D11204090S1 | JDZX17-10R 11/v3 0.11/v3kV 0.5(3P) |  | 121EL-VT | 3GB |  | 12H | COMM | CS03 | Z001 | V |  | F | RM | PD | ZABB | HGQ | 3410121000 | PC |  | 1 | CNGELI3 | [5 empty] | 1 | 0 | PC | 2019-07-25 | 0 | PC
VTS-OT-D11205020-1 | JDZX10-10C1 11/v3 .11/v3kV CL0.5/60VA |  | 121EL-VT | 3GB |  | 12H | COMM | CS03 | Z001 | V |  | F | RM | PD | ZABB | HGQ | 3410121000 | PC |  | 1 | CNJOCHE21 | [5 empty] | 1 | 0 | PC | 2021-01-19 | 0 | PC
VTS-OT-D11206020S1 | JDZXR-10C 11kV/√3: 110V/√3 |  | 121EL-VT | 3GB |  | 12H | COMM | CS03 | Z001 | V |  | F | RM | PD | ZABB | HGQ | 3410121000 | PC |  | 1 | CNGELI3 | [5 empty] | 1 | 0 | PC | 2019-12-27 | 0 | PC
VTS-OT-D11206020S2 | JDZX17-10R 11kV/√3: 110V/√3 |  | 121EL-VT | 3GB |  | 12H | COMM | CS03 | Z001 | V |  | F | RM | PD | ZABB | HGQ | 3410121000 | PC |  | 1 | CNGELI3 | [5 empty] | 1 | 0 | PC | 2019-12-27 | 0 | PC
VTS-OT-D11206020S3 | JDZXR-10C 11kV/√3: 110V/√3 |  | 121EL-VT | 3GD |  | 12H | COMM | CS03 | Z001 | V |  | F | RM | PD | ZABB | HGQ | 3410121000 | PC |  | 1 | CNJOCHE21 | [5 empty] | 1 | 0 | PC | 2020-06-19 | 0 | PC
VTS-OT-D11208020S1 | JDZX15-20R 11/v3 0.11/v3 kV 100VA/CL0.5 |  | 121EL-VT | 3GB |  | 12H | COMM | CS03 | Z001 | V |  | F | RM | PD | ZABB | HGQ | 3410121000 | PC |  | 1 | CNXIHE4 | [5 empty] | 1 | 0 | PC | 2015-12-23 | 0 | PC
VTS-OT-D11208020S2 | JDZX15-20 11/v3 0.11/v3 kV 100VA/CL0.5 |  | 121EL-VT | 3GB |  | 12H | COMM | CS03 | Z001 | V |  | F | RM | PD | ZABB | HGQ | 3410121000 | PC |  | 1 | CNXIHE4 | [5 empty] | 1 | 0 | PC | 2016-10-12 | 0 | PC
VTS-OT-D11208030S1 | JDZXR-10C 11/v3 0.11/v3 kV 100VA/CL1.0 W |  | 121EL-CT | 3GB |  | 12H | COMM | CS03 | Z001 | V |  | F | RM | PD | ZABB | HGQ | 3410121000 | PC |  | 1 | T_GUIHUA_YE | [5 empty] | 1 | 0 | PC | 2013-10-14 | 0 | PC
VTS-OT-D11208030S2 | JDZX17-10R 11/V3 : 0.11/V3kV |  | 121EL-VT | 3GB |  | 12H | COMM | CS03 | Z001 | V |  | F | RM | PD | ZABB | HGQ | 3410121000 | PC |  | 1 | CNGELI3 | [5 empty] | 1 | 0 | PC | 2019-09-23 | 0 | PC
VTS-OT-D1122-1113 | JDZX10-10C1 11/v3 .11/v3 .11/3kV,0.2/3P |  | 121EL-VT | 3GB |  | 12H | COMM | CS03 | Z001 | V |  | F | RM | PD | ZABB | HGQ | 3410121000 | PC |  | 1 | CNXIHE4 | [5 empty] | 1 | 0 | PC | 2013-10-15 | 0 | PC
VTS-OT-D1122-14C1S | JDZX15-20R 11/v3 0.11/v3 0.11/3kV 15VA/C |  | 121EL-VT | 3GB |  | 12H | COMM | CS03 | Z001 | V |  | F | RM | PD | ZABB | HGQ | 3410121000 | PC |  | 1 | CNXIHE4 | [5 empty] | 1 | 0 | PC | 2015-08-13 | 0 | PC
VTS-OT-D1122-1R13 | JDZX-10CQ2 11/v3 0.11/v3 0.11/3kV |  | 121EL-VT | 3GD |  | 12H | COMM | CS03 | Z001 | V |  | F | RM | PD | ZABB | HGQ | 3410121000 | PC |  | 1 | CNDUYAN | [5 empty] | 1 | 0 | PC | 2021-01-18 | 0 | PC
VTS-OT-D1122-2223 | JDZX10-10C1 11/v3 .11/v3 .11/3kV 0.5/3P, |  | 121EL-VT | 3GB |  | 12H | COMM | CS03 | Z001 | V |  | F | RM | PD | ZABB | HGQ | 3410121000 | PC |  | 1 | CNXIHE4 | [5 empty] | 1 | 0 | PC | 2009-11-11 | 0 | PC
VTS-OT-D1122-2223S | JDZX17-10R 11/v3:0.11/v3:0.11/3KV 0.5/3P |  | 121EL-VT | 3GB |  | 12H | COMM | CS03 | Z001 | V |  | F | RM | PD | ZABB | HGQ | 3410121000 | PC |  | 1 | CNXIHE4 | [5 empty] | 1 | 0 | PC | 2009-11-11 | 0 | PC
VTS-OT-D1122-229DS | JDZX17-10R 11/rt3:0.11/rt3:0.11/rt3KV 30 |  | 121EL-VT | 3GB |  | 12H | COMM | CS03 | Z001 | V |  | F | RM | PD | ZABB | HGQ | 3410121000 | PC |  | 1 | CNXIHE4 | [5 empty] | 1 | 0 | PC | 2010-06-10 | 0 | PC
VTS-OT-D1122-2411 | JDZX10-10C1 11kV/root3 : 110V/root3 : 11 |  | 121EL-VT | 3GD |  | 12H | COMM | CS03 | Z001 | V |  | F | RM | PD | ZABB | HGQ | 3410121000 | PC |  | 1 | CNGELI3 | [5 empty] | 1 | 0 | PC | 2019-08-22 | 0 | PC
VTS-OT-D1122-2411S | JDZXR-10C 11kV/root3 : 110V/root3 : 110V |  | 121EL-VT | 3GD |  | 12H | COMM | CS03 | Z001 | V |  | F | RM | PD | ZABB | HGQ | 3410121000 | PC |  | 1 | CNGELI3 | [5 empty] | 1 | 0 | PC | 2019-08-20 | 0 | PC
VTS-OT-D1122-2413 | JDZX10-10C1 11000/v3 110/v3 110/3V |  | 121EL-VT | 3GB |  | 12H | COMM | CS03 | Z001 | V |  | F | RM | PD | ZABB | HGQ | 3410121000 | PC |  | 1 | CNXIHE4 | [5 empty] | 1 | 0 | PC | 2013-10-29 | 0 | PC
VTS-OT-D1122-2413S | JDZXR-10C 11/v3;0.11/v3kV;0.11/3kV |  | 121EL-VT | 3GB |  | 12H | COMM | CS03 | Z001 | V |  | F | RM | PD | ZABB | HGQ | 3410121000 | PC |  | 1 | CNJOCHE21 | [5 empty] | 1 | 0 | PC | 2021-12-07 | 0 | PC
VTS-OT-D1122-2423 | JDZX10-10C1 11000/v3 110/v3 110/3V |  | 121EL-VT |  |  | B03 | COMM | CS03 | Z001 | V |  | F | RM | PD | ZABB | HGQ | 3410121000 | PC |  | 1 | CNXIHE4 | [5 empty] | 1 | 0 | PC | 2013-10-21 | 0 | PC
VTS-OT-D1122-2433 | JDZX10-10C1 11000/v3 110/v3 110/3V |  | 121EL-VT | 3GB |  | 12H | COMM | CS03 | Z001 | V |  | F | RM | PD | ZABB | HGQ | 3410121000 | PC |  | 1 | CNXIHE4 | [5 empty] | 1 | 0 | PC | 2013-09-17 | 0 | PC
VTS-OT-D1122-2511S | JDZXR-10C 11kV/root3 : 110V/root3 : 110V |  | 121EL-VT | 3GD |  | 12H | COMM | CS03 | Z001 | V |  | F | RM | PD | ZABB | HGQ | 3410121000 | PC |  | 1 | CNDUYAN | [5 empty] | 1 | 0 | PC | 2019-09-16 | 0 | PC
VTS-OT-D1122-2813S | JDZX17-10R 11/v3 0.11/v3 0.11/3kV 30VA/ |  | 121EL-VT | 3GB |  | 12H | COMM | CS03 | Z001 | V |  | F | RM | PD | ZABB | HGQ | 3410121000 | PC |  | 1 | CNXIHE4 | [5 empty] | 1 | 0 | PC | 2011-01-20 | 0 | PC
VTS-OT-D1122-3323 | JDZXR-10C 11/rt3: 0.11/rt3: 0.11/3 kV |  | 121EL-VT | 3GB |  | 12H | COMM | CS03 | Z001 | V |  | F | RM | PD | ZABB | HGQ | 3410121000 | PC |  | 1 | T_GUIHUA_YE | [5 empty] | 1 | 0 | PC | 2011-09-15 | 0 | PC
VTS-OT-D1122-4411S | JDZX17-10R 11/v3 0.11/v3 0.11/3kV |  | 121EL-VT | 3GD |  | 12H | COMM | CS03 | Z001 | V |  | F | RM | PD | ZABB | HGQ | 3410121000 | PC |  | 1 | CNGELI3 | [5 empty] | 1 | 0 | PC | 2020-04-09 | 0 | PC
VTS-OT-D1122-4421S | JDZXR-10C 11/v3 0.11/v3 0.11/3kV CL0.5/6 |  | 121EL-VT | 3GB |  | 12H | COMM | CS03 | Z001 | V |  | F | RM | PD | ZABB | HGQ | 3410121000 | PC |  | 1 | CNXIHE4 | [5 empty] | 1 | 0 | PC | 2013-05-24 | 0 | PC
VTS-OT-D1122-4423 | JDZX10-10C1 11/v3 .11/v3 0.11/3,50VA/0.5 |  | 121EL-VT | 3GB |  | 12H | COMM | CS03 | Z001 | V |  | F | RM | PD | ZABB | HGQ | 3410121000 | PC |  | 1 | CNXIHE4 | [5 empty] | 1 | 0 | PC | 2010-04-29 | 0 | PC
VTS-OT-D1122-4423S | JDZXR-10C 11/rt3:0.11/rt3:0.11/3KV 50/.5 |  | 121EL | 3GB |  | 12H | COMM | CS03 | Z001 | V |  | F | RM | PD | ZABB | HGQ | 3410120000 | PC |  | 1 | Y_PPM_01 | [5 empty] | 1 | 0 | PC | 2007-12-04 | 0 | PC
VTS-OT-D1122-449DS | JDZX17-10R 11/rt3:0.11/rt3:0.11/rt3KV 50 |  | 121EL-VT | 3GB |  | 12H | COMM | CS03 | Z001 | V |  | F | RM | PD | ZABB | HGQ | 3410121000 | PC |  | 1 | CNXIHE4 | [5 empty] | 1 | 0 | PC | 2010-06-10 | 0 | PC
VTS-OT-D1122-4821 | JDZX10-10C1 11/v3 0.11/v3 0.11/3kV |  | 121EL-VT | 3GB |  | 12H | COMM | CS03 | Z001 | V |  | F | RM | PD | ZABB | HGQ | 3410121000 | PC |  | 1 | CNGELI3 | [5 empty] | 1 | 0 | PC | 2019-07-25 | 0 | PC
VTS-OT-D1122-4823S | JDZX17-10R 11/v3 0.11/v3 0.11/3kV |  | 121EL-VT | 3GD |  | 12H | COMM | CS03 | Z001 | V |  | F | RM | PD | ZABB | HGQ | 3410121000 | PC |  | 1 | CNGELI3 | [5 empty] | 1 | 0 | PC | 2019-06-13 | 0 | PC
VTS-OT-D1122-5423 | JDZX10-10C1 11/v3 0.11/v3 0.11/3kV |  | 121EL-VT | 3GB |  | 12H | COMM | CS03 | Z001 | V |  | F | RM | PD | ZABB | HGQ | 3410121000 | PC |  | 1 | CNXIHE4 | [5 empty] | 1 | 0 | PC | 2013-12-23 | 0 | PC
VTS-OT-D1122-5423S | JDZX10-10C1 11/v3 .11/v3 .11/3kV 0.5/3P, |  | 121EL-VT |  |  | B03 | COMM | CS03 | Z001 | V |  | F | RM | PD | ZABB | HGQ | 3410121000 | PC |  | 1 | CNHUCHE9 | [5 empty] | 1 | 0 | PC | 2013-08-09 | 0 | PC
VTS-OT-D1122-5433 | JDZX10-10C1 11000/v3 110/v3 110/3V |  | 121EL-VT | 3GB |  | 12H | COMM | CS03 | Z001 | V |  | F | RM | PD | ZABB | HGQ | 3410121000 | PC |  | 1 | CNXIHE4 | [5 empty] | 1 | 0 | PC | 2015-06-08 | 0 | PC
VTS-OT-D1122-5823 | JDZX10-10C1 11/v3 0.11/v3 0.11/3kV |  | 121EL-VT | 3GB |  | 12H | COMM | CS03 | Z001 | V |  | F | RM | PD | ZABB | HGQ | 3410121000 | PC |  | 1 | CNXIHE4 | [5 empty] | 1 | 0 | PC | 2014-07-12 | 0 | PC
VTS-OT-D1122-8423S | JDZX17-10R 11/v3¦.11/v3¦.11/3KV 0.5/3P |  | 121EL |  |  | 12Q | COMM | CS03 | Z001 | V |  | F | RM | PD | ZABB | HGQ | 3410121000 | PC |  | 1 | CNXIHE4 | [5 empty] | 1 | 0 | PC | 2008-04-28 | 0 | PC
VTS-OT-D1122-8431S | JDZXR-10C 100/50VA CL1.0/6P W. TUBE |  | 121EL | 3GB |  | 12H | COMM | CS03 | Z001 | V |  | F | RM | PD | ZABB | HGQ | 3410121000 | PC |  | 1 | CNNEWAN | [5 empty] | 1 | 0 | PC | 2008-09-18 | 0 | PC
VTS-OT-D1122-8433 | JDZX10-10C1 11/v3 0.11/v3 0.11/3 kV CL1. |  | 121EL-VT | 3GB |  | 12H | COMM | CS03 | Z001 | V |  | F | RM | PD | ZABB | HGQ | 3410121000 | PC |  | 1 | CNXIHE4 | [5 empty] | 1 | 0 | PC | 2012-06-11 | 0 | PC
VTS-OT-D1122-8433S | JDZXR-10C 11/v3 ¦.11/v3 ¦.11/3KV;100VA/C |  | 121EL-VT | 3GB |  | 12H | COMM | CS03 | Z001 | V |  | F | RM | PD | ZABB | HGQ | 3410121000 | PC |  | 1 | CNXIHE4 | [5 empty] | 1 | 0 | PC | 2010-05-06 | 0 | PC
VTS-OT-D1122-8821S | JDZX17-10R 11/v3 0.11/v3 0.11/3kV 0.5/6P |  | 121EL-VT |  |  | 12Q | COMM | CS03 | Z001 | V |  | F | RM | PD | ZABB | HGQ | 3410121000 | PC |  | 1 | CNXIHE4 | [5 empty] | 1 | 0 | PC | 2009-06-12 | 0 | PC
VTS-OT-D1122-8823 | JDZX11-10 11/v3¦.11/v3¦.11/3kV 0.5/3P |  | 121EL-VT | 3GB |  | 12H | COMM | CS03 | Z001 | V |  | F | RM | PD | ZABB | HGQ | 3410121000 | PC |  | 1 | CNXIHE4 | [5 empty] | 1 | 0 | PC | 2009-05-27 | 0 | PC
VTS-OT-D1122-8823S | JDZX17-10R 11/v3¦.11/v3¦.11/3KV 0.5/3P |  | 121EL | 3GB |  | 12H | COMM | CS03 | Z001 | V |  | F | RM | PD | ZABB | HGQ | 3410121000 | PC |  | 1 | CNXIHE4 | [5 empty] | 1 | 0 | PC | 2008-04-30 | 0 | PC
VTS-OT-D1122-8833 | JDZX13-10R 11/rt3 ¦ 0.11/rt3 ¦ 0.11/3kV |  | 121EL-VT | 3GB |  | 12H | COMM | CS03 | Z001 | V |  | F | RM | PD | ZABB | HGQ | 3410121000 | PC |  | 1 | CNXIHE4 | [5 empty] | 1 | 0 | PC | 2010-11-08 | 0 | PC
VTS-OT-D1122-C833S | JDZX17-10R 11/v3¦0.11/v3¦0.11/3kV 1.0/3P |  | 121EL-VT | 3GB |  | 12H | COMM | CS03 | Z001 | V |  | F | RM | PD | ZABB | HGQ | 3410121000 | PC |  | 1 | CNXIHE4 | [5 empty] | 1 | 0 | PC | 2009-06-22 | 0 | PC
VTS-OT-D1122-G413S | JDZX17-10R 11/v3 0.11/v3 0.11/3 kV 40VA/ |  | 121EL-VT | 3GB |  | 12H | COMM | CS03 | Z001 | V |  | F | RM | PD | ZABB | HGQ | 3410121000 | PC |  | 1 | T_GUIHUA_YE | [5 empty] | 1 | 0 | PC | 2015-10-20 | 0 | PC
VTS-OT-D1122-H413 | JDZX10-10C1 11000/v3 110/v3 110/3V |  | 121EL-VT | 3GB |  | 12H | COMM | CS03 | Z001 | V |  | F | RM | PD | ZABB | HGQ | 3410121000 | PC |  | 1 | CNXIHE4 | [5 empty] | 1 | 0 | PC | 2013-02-25 | 0 | PC
VTS-OT-D1122-H413S | JDZX17-10R 11/v3 0.11/v3 0.11/3kV |  | 121EL-VT | 3GB |  | 12H | COMM | CS03 | Z001 | V |  | F | RM | PD | ZABB | HGQ | 3410121000 | PC |  | 1 | CNXIHE4 | [5 empty] | 1 | 0 | PC | 2013-12-27 | 0 | PC
VTS-OT-D1122-HH9DS | JDZXR-10C 11/rt3:0.11/rt3:0.11/rt3KV 25 |  | 121EL-VT | 3GB |  | 12H | COMM | CS03 | Z001 | V |  | F | RM | PD | ZABB | HGQ | 3410121000 | PC |  | 1 | CNXIHE4 | [5 empty] | 1 | 0 | PC | 2010-06-10 | 0 | PC
VTS-OT-D1122-I213S | JDZX17-10R 11kV/rt3: 110V/rt3: 110V/3 |  | 121EL-VT | 3GB |  | 12H | COMM | CS03 | Z001 | V |  | F | RM | PD | ZABB | HGQ | 3410121000 | PC |  | 1 | T_GUIHUA_YE | [5 empty] | 1 | 0 | PC | 2011-11-09 | 0 | PC
VTS-OT-D1122-I413 | JDZX10-10C1 11/v3 0.11/v3 0.11/3kV |  | 121EL-VT | 3GB |  | 12H | COMM | CS03 | Z001 | V |  | F | RM | PD | ZABB | HGQ | 3410121000 | PC |  | 1 | CNXIHE4 | [5 empty] | 1 | 0 | PC | 2014-01-20 | 0 | PC
VTS-OT-D1122-L411 | JDZX10-10C1 11/v3 .11/v3 .11/3kV,0.2/6P |  | 121EL-VT | 3GB |  | B03 | COMM | CS03 | Z001 | V |  | F | RM | PD | ZABB | HGQ | 3410121000 | PC |  | 1 | CNSOLIN2 | [5 empty] | 1 | 0 | PC | 2015-01-15 | 0 | PC
VTS-OT-D1122-L411S | JDZXR-10C 11/v3 0.11/v3 0.11/3kV; |  | 121EL-VT | 3GB |  | 12H | COMM | CS03 | Z001 | V |  | F | RM | PD | ZABB | HGQ | 3410121000 | PC |  | 1 | CNXIHE4 | [5 empty] | 1 | 0 | PC | 2011-12-15 | 0 | PC
VTS-OT-D1122-L413S | JDZXR-10C 11/v3 0.11/v3 0.11/3 kV 10VA/ |  | 121EL-VT | 3GB |  | 12H | COMM | CS03 | Z001 | V |  | F | RM | PD | ZABB | HGQ | 3410121000 | PC |  | 1 | CNXIHE4 | [5 empty] | 1 | 0 | PC | 2011-08-12 | 0 | PC
VTS-OT-D11222223S1 | JDZXR-10C 11/v3 0.11/v3 0.11/3 kV |  | 121EL-VT | 3GB |  | 12H | COMM | CS03 | Z001 | V |  | F | RM | PD | ZABB | HGQ | 3410121000 | PC |  | 1 | CNXIHE4 | [5 empty] | 1 | 0 | PC | 2017-12-11 | 0 | PC
VTS-OT-D11224423-1 | JDZX17-10R 11000/v3 110/v3 110/3V |  | 121EL-VT | 3GB |  | 12H | COMM | CS03 | Z001 | V |  | F | RM | PD | ZABB | HGQ | 3410121000 | PC |  | 1 | CNXIHE4 | [5 empty] | 1 | 0 | PC | 2013-03-06 | 0 | PC
VTS-OT-D11224423-2 | JDZX10-10C1 11/v3 0.11/v3 0.11/3kV |  | 121EL-VT | 3GB |  | 12H | COMM | CS03 | Z001 | V |  | F | RM | PD | ZABB | HGQ | 3410121000 | PC |  | 1 | CNXIHE4 |  |  |  |  | / | 1 | 0 | PC | 2015-03-31 | 0 | PC
VTS-OT-D11224423S1 | JDZXR-10C 11/v3 .11/v3 .11/3KV 50VA/CL |  | 121EL-VT | 3GB |  | 12H | COMM | CS03 | Z001 | V |  | F | RM | PD | ZABB | HGQ | 3410121000 | PC |  | 1 | CNXIHE4 | [5 empty] | 1 | 0 | PC | 2010-11-30 | 0 | PC
VTS-OT-D11224423S2 | JDZXR-10C 11/v3 0.11/v3 0.11/3 kV W.TUBE |  | 121EL-VT | 3GB |  | 12H | COMM | CS03 | Z001 | V |  | F | RM | PD | ZABB | HGQ | 3410121000 | PC |  | 1 | T_GUIHUA_YE | [5 empty] | 1 | 0 | PC | 2012-08-16 | 0 | PC
VTS-OT-D11224423S3 | JDZX17-10R 11/v3 0.11/v3 0.11/3kV |  | 121EL-VT | 3GB |  | 12H | COMM | CS03 | Z001 | V |  | F | RM | PD | ZABB | HGQ | 3410121000 | PC |  | 1 | CNDUYAN | [5 empty] | 1 | 0 | PC | 2018-04-18 | 0 | PC
VTS-OT-D11224423S4 | JDZX17-10R 11/v3 .11/v3 .11/3KV 0.5/3P |  | 121EL-VT | 3GB |  | 12H | COMM | CS03 | Z001 | V |  | F | RM | PD | ZABB | HGQ | 3410121000 | PC |  | 1 | CNDUYAN | [5 empty] | 1 | 0 | PC | 2018-12-03 | 0 | PC
VTS-OT-D11224423S5 | JDZXR-10C 11/v3 0.11/v3 0.11/3 kV |  | 121EL-VT | 3GB |  | 12H | COMM | CS03 | Z001 | V |  | F | RM | PD | ZABB | HGQ | 3410121000 | PC |  | 1 | CNMAZHA43 | [5 empty] | 1 | 0 | PC | 2019-05-29 | 0 | PC
VTS-OT-D11225423-1 | JDZX10-10C1 11000/v3 110/v3 110/3V |  | 121EL-VT | 3GB |  | 12H | COMM | CS03 | Z001 | V |  | F | RM | PD | ZABB | HGQ | 3410121000 | PC |  | 1 | CNGELI3 | [5 empty] | 1 | 0 | PC | 2020-03-03 | 0 | PC
VTS-OT-D11228823-1 | JDZX17-10 11/v3 0.11/v3 0.11/3kV 0.5/3P |  | 121EL-VT | 3GB |  | 12H | COMM | CS03 | Z001 | V |  | F | RM | PD | ZABB | HGQ | 3410121000 | PC |  | 1 | CNXIHE4 | [5 empty] | 1 | 0 | PC | 2014-06-05 | 0 | PC
VTS-OT-D11228823S1 | JDZX15-20R 11/V3 0.11/V3 0.11/3 kV |  | 121EL-VT |  |  | B03 | COMM | CS03 | Z001 | V |  | F | RM | PD | ZABB | HGQ | 3410121000 | PC |  | 1 | CNXIHE4 | [5 empty] | 1 | 0 | PC | 2017-01-26 | 0 | PC
VTS-OT-D11228823S2 | JDZX17-10R 11/v3 0.11/v3 0.11/3kV |  | 121EL-VT | 3GD |  | 12H | COMM | CS03 | Z001 | V |  | F | RM | PD | ZABB | HGQ | 3410121000 | PC |  | 1 | CNGELI3 | [5 empty] | 1 | 0 | PC | 2019-06-13 | 0 | PC
VTS-OT-D1122H413-1 | JDZX10-10C1 11/v3 .11/v3 .11/3kV,0.2/3P |  | 121EL-VT | 3GB |  | 12H | COMM | CS03 | Z001 | V |  | F | RM | PD | ZABB | HGQ | 3410121000 | PC |  | 1 | CNXIHE4 | [5 empty] | 1 | 0 | PC | 2013-10-15 | 0 | PC
VTS-OT-D1122I413-1 | JDZX10-10C1 11/v3 0.11/v3 0.11/3kV |  | 121EL-VT | 3GB |  | 12H | COMM | CS03 | Z001 | V |  | F | RM | PD | ZABB | HGQ | 3410121000 | PC |  | 1 | CNXIHE4 | [5 empty] | 1 | 0 | PC | 2014-08-18 | 0 | PC
VTS-OT-D1123-HH9F | JDZX10-10C1 11/√3 / 0.11/√3 / 0.11/√3 k |  | 121EL-VT | 3GB |  | 12H | COMM | CS03 | Z001 | V |  | F | RM | PD | ZABB | HGQ | 3410121000 | PC |  | 1 | CNJOCHE21 | [5 empty] | 1 | 0 | PC | 2020-10-21 | 0 | PC
VTS-OT-D1124-2223S | JDZXR-10C 11/v3 0.11/v3 0.11/v3 kV |  | 121EL-VT |  |  | B03 | COMM | CS03 | Z001 | V |  | F | RM | PD | ZABB | HGQ | 3410121000 | PC |  | 1 | CNXIHE4 | [5 empty] | 1 | 0 | PC | 2013-04-28 | 0 | PC
VTS-OT-D1124-2413S | JDZXR-10C 11/v3;0.11/v3kV;0.11/v3kV |  | 121EL-VT |  |  | 129 | COMM | CS03 | Z001 | V |  | F | RM | PD | ZABB | HGQ | 3410121000 | PC |  | 1 | CNJOCHE21 | [5 empty] | 1 | 0 | PC | 2021-11-24 | 0 | PC
VTS-OT-D1124-4423S | JDZX17-10R 11/v3¦.11/v3¦.11/v3kV 0.5/3P |  | 121EL-VT | 3GB |  | 12H | COMM | CS03 | Z001 | V |  | F | RM | PD | ZABB | HGQ | 3410121000 | PC |  | 1 | CNXIHE4 | [5 empty] | 1 | 0 | PC | 2009-02-11 | 0 | PC
VTS-OT-D1124-442BS | JDZX17-10R 11/v3¦.11/v3¦.11/v3KV 0.5/0.5 |  | 121EL | 3GB |  | 12H | COMM | CS03 | Z001 | V |  | F | RM | PD | ZABB | HGQ | 3410121000 | PC |  | 1 | CNXIHE4 | [5 empty] | 1 | 0 | PC | 2008-09-12 | 0 | PC
VTS-OT-D1124-442DS | JDZX17-10R 11/v3¦.11/v3¦.11/v3KV 0.5/0.5 |  | 121EL-RL |  |  | B03 | COMM | CS03 | Z001 | V |  | F | RM | PD | ZABB | HGQ | 3410121000 | PC |  | 1 | CNXIHE4 | [5 empty] | 1 | 0 | PC | 2010-06-02 | 0 | PC
VTS-OT-D1124-4433S | JDZX17-10R 11 /v3 0.11/v3 0.11/v3 kV 50V |  | 121EL-VT | 3GB |  | 12H | COMM | CS03 | Z001 | V |  | F | RM | PD | ZABB | HGQ | 3410121000 | PC |  | 1 | T_GUIHUA_YE | [5 empty] | 1 | 0 | PC | 2015-08-14 | 0 | PC
VTS-OT-D1124-449BS | JDZX17-10R 11000/v3 110/v3 110/ v 3V |  | 121EL-VT | 3GB |  | 12H | COMM | CS03 | Z001 | V |  | F | RM | PD | ZABB | HGQ | 3410121000 | PC |  | 1 | T_GUIHUA_YE | [5 empty] | 1 | 0 | PC | 2015-12-10 | 0 | PC
VTS-OT-D1124-449FS | JDZX17-10R 11/v3 0.11/v3 0.11/v3kV |  | 121EL-VT | 3GB |  | 12H | COMM | CS03 | Z001 | V |  | F | RM | PD | ZABB | HGQ | 3410121000 | PC |  | 1 | CNXIHE4 | [5 empty] | 1 | 0 | PC | 2015-05-13 | 0 | PC
VTS-OT-D1124-44HGS | JDZX17-10R Ratio:11/V3:0. 11/V3:0.11/V3 |  | 121EL-VT | 3GB |  | 12H | COMM | CS03 | Z001 | V |  | F | RM | PD | ZABB | HGQ | 3410121000 | PC |  | 1 | CNSOLIN2 | [5 empty] | 1 | 0 | PC | 2015-07-10 | 0 | PC
VTS-OT-D1124-5923 | JDZX10-10C1 11000/v3 110/v3 110/3V |  | 121EL-VT | 3GB |  | 12H | COMM | CS03 | Z001 | V |  | F | RM | PD | ZABB | HGQ | 3410121000 | PC |  | 1 | CNXIHE4 | [5 empty] | 1 | 0 | PC | 2016-09-19 | 0 | PC
VTS-OT-D1124-C433S | JDZX17-10R 11/v3¦.11/v3¦.11/v3KV 1.0/3P |  | 121EL-CT | 3GD |  | B03 | COMM | CS03 | Z001 | V |  | F | RM | PD | ZABB | HGQ | 3410121000 | PC |  | 1 | CNFOSU1 | [5 empty] | 1 | 0 | PC | 2015-12-11 | 0 | PC
VTS-OT-D1124-GG23S | JDZX17-10R 11/v3 0.11/v3 0.11/v3 kV |  | 121EL-VT | 3GB |  | 12H | COMM | CS03 | Z001 | V |  | F | RM | PD | ZABB | HGQ | 3410121000 | PC |  | 1 | CNXIHE4 | [5 empty] | 1 | 0 | PC | 2013-04-12 | 0 | PC
VTS-OT-D1124-GG2BS | JDZX17-10R 11kV/rt3: 110V/rt3: 110V/rt3 |  | 121EL-VT | 3GB |  | 12H | COMM | CS03 | Z001 | V |  | F | RM | PD | ZABB | HGQ | 3410121000 | PC |  | 1 | T_GUIHUA_YE | [5 empty] | 1 | 0 | PC | 2011-11-09 | 0 | PC
VTS-OT-D1124-GG2FS | JDZXR-10C 11kV/√3: 110V/√3: 110V/√3 |  | 121EL-VT |  |  | 129 | COMM | CS03 | Z001 | V |  | F | RM | PD | ZABB | HGQ | 3410121000 | PC |  | 1 | CNGELI3 | [5 empty] | 1 | 0 | PC | 2019-02-26 | 0 | PC
VTS-OT-D1124-GG33S | JDZXR-10C 11/v3 0.11/v3 0.11/v3kV 1.0/3P |  | 121EL-VT | 3GB |  | 12H | COMM | CS03 | Z001 | V |  | F | RM | PD | ZABB | HGQ | 3410121000 | PC |  | 1 | CNXIHE4 | [5 empty] | 1 | 0 | PC | 2013-10-10 | 0 | PC
VTS-OT-D1124-HH13S | JDZX17-10R 11kV/rt3: 110V/rt3: 110V/rt3 |  | 121EL-VT | 3GB |  | 12H | COMM | CS03 | Z001 | V |  | F | RM | PD | ZABB | HGQ | 3410121000 | PC |  | 1 | CNXIHE4 | [5 empty] | 1 | 0 | PC | 2010-12-15 | 0 | PC
VTS-OT-D1124-HH23S | JDZXR-10C 11kV/rt3: 110V/rt3: 110V/rt3 |  | 121EL-VT | 3GB |  | 12H | COMM | CS03 | Z001 | V |  | F | RM | PD | ZABB | HGQ | 3410121000 | PC |  | 1 | CNXIHE4 | [5 empty] | 1 | 0 | PC | 2011-09-13 | 0 | PC
VTS-OT-D1124-HH24S | JDZXR-10C 11/v3 0.11/v3Kv 0.11/v3kV CL 0 |  | 121EL-VT | 3GD |  | 12H | COMM | CS03 | Z001 | V |  | F | RM | PD | ZABB | HGQ | 3410121000 | PC |  | 1 | CNGELI3 | [5 empty] | 1 | 0 | PC | 2019-06-18 | 0 | PC
VTS-OT-D1124-II13 | JDZX17-10 11/√3:0.11/√3:0.11/√3kV |  | 121EL-VT | 3GB |  | 12H | COMM | CS03 | Z001 | V |  | F | RM | PD | ZABB | HGQ | 3410121000 | PC |  | 1 | T_GUIHUA_YE | [5 empty] | 1 | 0 | PC | 2016-01-15 | 0 | PC
VTS-OT-D1124-L113S | JDZXR-10C 11/v3 0.11/v3 0.11/v3 kV 10VA/ |  | 121EL-VT | 3GB |  | 12H | COMM | CS03 | Z001 | V |  | F | RM | PD | ZABB | HGQ | 3410121000 | PC |  | 1 | CNXIHE4 | [5 empty] | 1 | 0 | PC | 2012-09-07 | 0 | PC
VTS-OT-D1124-LL2B | JDZX10-10C1 11/rt3: 0.11/rt3: 0.11/rt3 |  | 121EL-VT | 3GB |  | 12H | COMM | CS03 | Z001 | V |  | F | RM | PD | ZABB | HGQ | 3410121000 | PC |  | 1 | CNXIHE4 | [5 empty] | 1 | 0 | PC | 2011-06-29 | 0 | PC
VTS-OT-D1124-RR31S | JDZX17-10R 11kV/rt3: 110V/rt3: 110V/rt3 |  | 121EL-VT | 3GB |  | 12H | COMM | CS03 | Z001 | V |  | F | RM | PD | ZABB | HGQ | 3410121000 | PC |  | 1 | CNXIHE4 | [5 empty] | 1 | 0 | PC | 2010-06-14 | 0 | PC
VTS-OT-D11242223S1 | JDZXR-10C 11/v3 0.11/v3 0.11/v3 kV |  | 121EL-VT | 3GB |  | 12H | COMM | CS03 | Z001 | V |  | F | RM | PD | ZABB | HGQ | 3410121000 | PC |  | 1 | T_GUIHUA_YE | [5 empty] | 1 | 0 | PC | 2016-02-19 | 0 | PC
VTS-OT-D11242223S2 | JDZXR-10C 11/v3 0.11/v3 0.11/v3 kV |  | 121EL-VT |  |  | 129 | COMM | CS03 | Z001 | V |  | F | RM | PD | ZABB | HGQ | 3410121000 | PC |  | 1 | CNDUYAN | [5 empty] | 1 | 0 | PC | 2019-01-30 | 0 | PC
VTS-OT-D11244423S1 | JDZX17-10R 11/v3 0.11/v3 0.11/v3 kV |  | 121EL-VT | 3GB |  | 12H | COMM | CS03 | Z001 | V |  | F | RM | PD | ZABB | HGQ | 3410121000 | PC |  | 1 | CNGELI3 | [5 empty] | 1 | 0 | PC | 2019-11-26 | 0 | PC
VTS-OT-D11244423S2 | JDZX17-10R 11kV/root3 : 110V/root3 : 110 |  | 121EL-VT | 3GD |  | 12H | COMM | CS03 | Z001 | V |  | F | RM | PD | ZABB | HGQ | 3410121000 | PC |  | 1 | CNGELI3 | [5 empty] | 1 | 0 | PC | 2020-02-17 | 0 | PC
VTS-OT-D11244423S3 | JDZX13-10R 11kV/root3 : 110V/root3 : 110 |  | 121EL-VT | 3GD |  | 12H | COMM | CS03 | Z001 | V |  | F | RM | PD | ZABB | HGQ | 3410121000 | PC |  | 1 | CNGELI3 | [5 empty] | 1 | 0 | PC | 2020-02-18 | 0 | PC
VTS-OT-D112B-II83S | JDZX17-10R 11/√3:0.11/√3:0.11kV |  | 121EL-VT | 3GB |  | 12H | COMM | CS03 | Z001 | V |  | F | RM | PD | ZABB | HGQ | 3410121000 | PC |  | 1 | T_GUIHUA_YE | [5 empty] | 1 | 0 | PC | 2016-01-15 | 0 | PC
VTS-OT-D112G-4423S | JDZXR-10C 11kV/root3 : 110V/root3: 190V |  | 121EL-VT | 3GB |  | 12H | COMM | CS03 | Z001 | V |  | F | RM | PD | ZABB | HGQ | 3410121000 | PC |  | 1 | CNXIHE4 | [5 empty] | 1 | 0 | PC | 2015-09-18 | 0 | PC
VTS-OT-D1140-80B0 | JDZX15-20 11/v3 0.11/v3 kV 100VA/C1:CL0. |  | 121EL-VT | 3GB |  | 12H | COMM | CS03 | Z001 | V |  | F | RM | PD | ZABB | HGQ | 3410121000 | PC |  | 1 | T_GUIHUA_YE | [5 empty] | 1 | 0 | PC | 2015-10-16 | 0 | PC
VTS-OT-D1190-C080S | JDZX17-10 11/v3¦0.23/v3 kV;200VA/3P |  | 121EL-VT | 3GB |  | 12H | COMM | CS03 | Z001 | V |  | F | RM | PD | ZABB | HGQ | 3410121000 | PC |  | 1 | CNXIHE4 | [5 empty] | 1 | 0 | PC | 2010-06-24 | 0 | PC
VTS-OT-D1222-4423S | JDZXR-10C 12/v3¦0.11/v3¦0.11/3KV |  | 121EL-VT | 3GB |  | 12H | COMM | CS03 | Z001 | V |  | F | RM | PD | ZABB | HGQ | 3410121000 | PC |  | 1 | CNXIHE4 | [5 empty] | 1 | 0 | PC | 2010-02-23 | 0 | PC
VTS-OT-D1222-H423S | JDZXR-10C 12/v3 0.11/v3 0.11/3kV 0.5/3P |  | 121EL-VT | 3GB |  | 12H | COMM | CS03 | Z001 | V |  | F | RM | PD | ZABB | HGQ | 3410121000 | PC |  | 1 | CNXIHE4 | [5 empty] | 1 | 0 | PC | 2014-06-17 | 0 | PC
VTS-OT-D1224-222BS | JDZX17-10R 12kV/rt3: 110V/rt3: 110V/rt3 |  | 121EL-VT |  |  | B03 | COMM | CS03 | Z001 | V |  | F | RM | PD | ZABB | HGQ | 3410121000 | PC |  | 1 | T_GUIHUA_YE | [5 empty] | 1 | 0 | PC | 2011-09-27 | 0 | PC
VTS-OT-D1224-IH13S | JDZX17-10R 12kV/rt3: 110V/rt3: 110V/rt3 |  | 121EL-VT |  |  | B03 | COMM | CS03 | Z001 | V |  | F | RM | PD | ZABB | HGQ | 3410121000 | PC |  | 1 | T_GUIHUA_YE | [5 empty] | 1 | 0 | PC | 2011-09-27 | 0 | PC
VTS-OT-D1311-5J23S | JDZX11-10 13.8/v3¦.1/v3¦.1/3-60Hz |  | 121EL | 3GB |  | 12H | COMM | CS03 | Z001 | V |  | F | RM | PD | ZABB | HGQ | 3410120000 | PC |  | 1 | Y_PPM_01 | [5 empty] | 1 | 0 | PC | 2007-12-04 | 0 | PC
VTS-OT-D1311-9823 | JDZX17-10R 13.8/v3,0.1/v3;0.1/3 60HZ |  | 121EL | 3GB |  | 12H | COMM | CS03 | Z001 | V |  | F | RM | PD | ZABB | HGQ | 3410120000 | PC |  | 1 | Y_PPM_01 | [5 empty] | 1 | 0 | PC | 2007-12-04 | 0 | PC
VTS-OT-D1410-2020S | JDZX17-10R 10.5/v3¦.1/v3kV 0.5/30VA |  | 121EL-VT | 3GB |  | 12H | COMM | CS03 | Z001 | V |  | F | RM | PD | ZABB | HGQ | 3410121000 | PC |  | 1 | CNXIHE4 | [5 empty] | 1 | 0 | PC | 2009-07-03 | 0 | PC
VTS-OT-D1410-G010S | JDZX17-10R 10.5/v3 0.1/v3kV CL0.2/40VA |  | 121EL-VT | 3GB |  | 12H | COMM | CS03 | Z001 | V |  | F | RM | PD | ZABB | HGQ | 3410121000 | PC |  | 1 | CNXIHE4 | [5 empty] | 1 | 0 | PC | 2014-11-17 | 0 | PC
VTS-OT-D1411-2813 | JDZX17-10 10.5/v3 0.1/v3 0.1/3KV CL0.2/3 |  | 121EL-VT | 3GB |  | 12H | COMM | CS03 | Z001 | V |  | F | RM | PD | ZABB | HGQ | 3410121000 | PC |  | 1 | T_GUIHUA_YE | [5 empty] | 1 | 0 | PC | 2014-11-06 | 0 | PC
VTS-OT-D1411-2813S | JDZX17-10R 10.5/v3 0.1/v3 0.1/3KV W.TUBE |  | 121EL-VT | 3GB |  | 12H | COMM | CS03 | Z001 | V |  | F | RM | PD | ZABB | HGQ | 3410121000 | PC |  | 1 | T_GUIHUA_YE | [5 empty] | 1 | 0 | PC | 2014-11-06 | 0 | PC
VTS-OT-D1411-4423 | JDZX10-10C1 10.5kV/rt3: 100V/rt3: 100V/3 |  | 121EL-VT | 3GB |  | 12H | COMM | CS03 | Z001 | V |  | F | RM | PD | ZABB | HGQ | 3410121000 | PC |  | 1 | CNXIHE4 | [5 empty] | 1 | 0 | PC | 2011-07-05 | 0 | PC
VTS-OT-D1411-4423S | JDZX17-10R 10.5/v3¦.1/v3¦.1/3KV 0.5/3P |  | 121EL-VT | 3GB |  | 12H | COMM | CS03 | Z001 | V |  | F | RM | PD | ZABB | HGQ | 3410121000 | PC |  | 1 | CNXIHE4 | [5 empty] | 1 | 0 | PC | 2009-07-28 | 0 | PC
VTS-OT-D1411-5523 | JDZX17-10 10500/v3 100/v3 100/3V |  | 121EL-VT | 3GB |  | 12H | COMM | CS03 | Z001 | V |  | F | RM | PD | ZABB | HGQ | 3410121000 | PC |  | 1 | CNXIHE4 | [5 empty] | 1 | 0 | PC | 2011-01-21 | 0 | PC
VTS-OT-D1411-5523S | JDZX17-10R 10500/v3 100/v3 100/3V |  | 121EL-VT | 3GB |  | 12H | COMM | CS03 | Z001 | V |  | F | RM | PD | ZABB | HGQ | 3410121000 | PC |  | 1 | CNXIHE4 | [5 empty] | 1 | 0 | PC | 2011-01-21 | 0 | PC
VTS-OT-D1411-H213 | JDZX10-10C1 10.5kV/rt3: 100V/rt3: 100V/3 |  | 121EL-VT | 3GB |  | 12H | COMM | CS03 | Z001 | V |  | F | RM | PD | ZABB | HGQ | 3410121000 | PC |  | 1 | CNXIHE4 | [5 empty] | 1 | 0 | PC | 2013-03-18 | 0 | PC
VTS-OT-D1411-H213S | JDZXR-10C 10.5kV/rt3: 100V/rt3: 100V/3 |  | 121EL-VT | 3GB |  | 12H | COMM | CS03 | Z001 | V |  | F | RM | PD | ZABB | HGQ | 3410121000 | PC |  | 1 | CNXIHE4 | [5 empty] | 1 | 0 | PC | 2013-03-18 | 0 | PC
VTS-OT-D1411-H413S | JDZXR-10C 10.5/v3¦.1/v3¦.1/3kV 0.2/3P |  | 121EL-VT | 3GB |  | 12H | COMM | CS03 | Z001 | V |  | F | RM | PD | ZABB | HGQ | 3410121000 | PC |  | 1 | CNXIHE4 | [5 empty] | 1 | 0 | PC | 2009-07-02 | 0 | PC
VTS-OT-D1411-L213 | JDZX10-10C1 10.5/v3 0.1/v3 0.1/3kV |  | 121EL-VT | 3GB |  | 12H | COMM | CS03 | Z001 | V |  | F | RM | PD | ZABB | HGQ | 3410121000 | PC |  | 1 | CNXIHE4 | [5 empty] | 1 | 0 | PC | 2014-02-25 | 0 | PC
VTS-OT-D1413-1113S | JDZX17-10R 10.5/v3 0.1/v3 0.1/v3 kV |  | 121EL-VT | 3GB |  | 12H | COMM | CS03 | Z001 | V |  | F | RM | PD | ZABB | HGQ | 3410121000 | PC |  | 1 | CNGELI3 | [5 empty] | 1 | 0 | PC | 2019-12-25 | 0 | PC
VTS-OT-D1413-2213 | JDZX17-10 10.5kV/rt3 100V/rt3 100V/rt3 |  | 121EL-VT | 3GB |  | 12H | COMM | CS03 | Z001 | V |  | F | RM | PD | ZABB | HGQ | 3410121000 | PC |  | 1 | CNXIHE4 | [5 empty] | 1 | 0 | PC | 2012-07-17 | 0 | PC
VTS-OT-D1413-2213S | JDZX17-10R 10.5/v3 0.1/v3 0.1/v3kV |  | 121EL-VT | 3GB |  | 12H | COMM | CS03 | Z001 | V |  | F | RM | PD | ZABB | HGQ | 3410121000 | PC |  | 1 | CNXIHE4 | [5 empty] | 1 | 0 | PC | 2014-11-07 | 0 | PC
VTS-OT-D1413-4423S | JDZX17-10R 10.5/v3¦.1/v3¦.1/v3KV 0.5/3P |  | 121EL | 3GB |  | 12H | COMM | CS03 | Z001 | V |  | F | RM | PD | ZABB | HGQ | 3410121000 | PC |  | 1 | CNXIHE4 | [5 empty] | 1 | 0 | PC | 2008-10-09 | 0 | PC
VTS-OT-D1420-8080S | JDZX17-10R 10.5/v3 0.11/v3 CL1.0(3P)/10 |  | 121EL-VT |  |  | 129 | COMM | CS03 | Z001 | V |  | F | RM | PD | ZABB | HGQ | 3410121000 | PC |  | 1 | CNDUYAN | [5 empty] | 1 | 0 | PC | 2019-01-21 | 0 | PC
VTS-OT-D1420-8090S | JDZX17-10R 10.5/v3 0.11/v3 KV |  | 121EL-VT | 3GB |  | 12H | COMM | CS03 | Z001 | V |  | F | RM | PD | ZABB | HGQ | 3410121000 | PC |  | 1 | CNDUYAN | [5 empty] | 1 | 0 | PC | 2019-01-31 | 0 | PC
VTS-OT-D1422-2213S | JDZX17-10R 10.5/v3 0.11/v3 0.11/3KV |  | 121EL-VT | 3GB |  | 12H | COMM | CS03 | Z001 | V |  | F | RM | PD | ZABB | HGQ | 3410121000 | PC |  | 1 | CNJOCHE21 | [5 empty] | 1 | 0 | PC | 2022-02-16 | 0 | PC
VTS-OT-D1422-4433S | JDZX17-10R 10.5/v3 0.11/v3 0.11/3kV |  | 121EL-VT | 3GB |  | 12H | COMM | CS03 | Z001 | V |  | F | RM | PD | ZABB | HGQ | 3410121000 | PC |  | 1 | CNGELI3 | [5 empty] | 1 | 0 | PC | 2019-04-22 | 0 | PC
VTS-OT-D1422-8823S | JDZX17-10R 10.5/v3 0.11/v3 0.11/3kV |  | 121EL-VT | 3GB |  | 12H | COMM | CS03 | Z001 | V |  | F | RM | PD | ZABB | HGQ | 3410121000 | PC |  | 1 | CNDUYAN | [5 empty] | 1 | 0 | PC | 2019-01-21 | 0 | PC
VTS-OT-D1424-2213S | JDZX17-10R 10.5/v3 0.11/v3 0.11/v3KV |  | 121EL-VT | 3GB |  | 12H | COMM | CS03 | Z001 | V |  | F | RM | PD | ZABB | HGQ | 3410121000 | PC |  | 1 | CNGELI3 | [5 empty] | 1 | 0 | PC | 2019-10-18 | 0 | PC
VTS-OT-D1424-4423S | JDZX17-10R 10500/v3 110/v3 110/v3V |  | 121EL-VT | 3GB |  | 12H | COMM | CS03 | Z001 | V |  | F | RM | PD | ZABB | HGQ | 3410121000 | PC |  | 1 | CNXIHE4 | [5 empty] | 1 | 0 | PC | 2013-06-20 | 0 | PC
VTS-OT-D1437-4423S | JDZX17-10R 10.5/v3 .12/v3 .12/3kV 50VA/C |  | 121EL-VT | 3GB |  | 12H | COMM | CS03 | Z001 | V |  | F | RM | PD | ZABB | HGQ | 3410121000 | PC |  | 1 | CNXIHE4 | [5 empty] | 1 | 0 | PC | 2012-07-30 | 0 | PC
VTS-OT-D1510-I020B | JDZX-35B 15/v3¦.1/v3kV,20VA/0.5; |  | 121EL-VT | 3GB |  | 12H | COMM | CS03 | Z001 | V |  | F | RM | PD | ZABB | HGQ | 3410121000 | PC |  | 1 | CNXIHE4 | [5 empty] | 1 | 0 | PC | 2009-09-14 | 0 | PC
VTS-OT-D1511-2213 | JDZX11-35W 15kV/rt3: 100V/rt3: 100V/3 CL |  | 121EL-VT | 3GB |  | 12H | COMM | CS03 | Z001 | V |  | F | RM | PD | ZABB | HGQ | 3410121000 | PC |  | 1 | T_GUIHUA_YE | [5 empty] | 1 | 0 | PC | 2012-01-09 | 0 | PC
VTS-OT-D1511-2213S | JDZX11-35R 15kV/rt3: 100V/rt3: 100V/3 CL |  | 121EL-VT | 3GB |  | 12H | COMM | CS03 | Z001 | V |  | F | RM | PD | ZABB | HGQ | 3410121000 | PC |  | 1 | T_GUIHUA_YE | [5 empty] | 1 | 0 | PC | 2012-01-09 | 0 | PC
VTS-OT-D1511-2423A | JDZX-35A 15/v3¦.1/v3¦.1/3kV,30VA/0.5;50 |  | 121EL-VT | 3GB |  | 12H | COMM | CS03 | Z001 | V |  | F | RM | PD | ZABB | HGQ | 3410121000 | PC |  | 1 | CNXIHE4 | [5 empty] | 1 | 0 | PC | 2009-09-14 | 0 | PC
VTS-OT-D1511-2423B | JDZX-35B 15/v3¦.1/v3¦.1/3kV,30VA/0.5;50 |  | 121EL-VT | 3GB |  | 12H | COMM | CS03 | Z001 | V |  | F | RM | PD | ZABB | HGQ | 3410121000 | PC |  | 1 | CNXIHE4 | [5 empty] | 1 | 0 | PC | 2009-09-14 | 0 | PC
VTS-OT-D1511-2423C | JDZX-35C 15/v3¦.1/v3¦.1/3kV,30VA/0.5;50 |  | 121EL-VT | 3GB |  | 12H | COMM | CS03 | Z001 | V |  | F | RM | PD | ZABB | HGQ | 3410121000 | PC |  | 1 | CNXIHE4 | [5 empty] | 1 | 0 | PC | 2009-09-14 | 0 | PC
VTS-OT-D1511-4423 | JDZX17-15R 15/v3 0.1/v3 0.1/3kV C1：50VA/ |  | 121EL-VT | 3GB |  | 12H | COMM | CS03 | Z001 | V |  | F | RM | PD | ZABB | HGQ | 3410121000 | PC |  | 1 | T_GUIHUA_YE | [5 empty] | 1 | 0 | PC | 2015-09-09 | 0 | PC
VTS-OT-D1513-2213 | JDZX11-35W 15kV/rt3: 100V/rt3: 100V/rt3 |  | 121EL-VT |  |  | B03 | COMM | CS03 | Z001 | V |  | F | RM | PD | ZABB | HGQ | 3410121000 | PC |  | 1 | CNXIHE4 | [5 empty] | 1 | 0 | PC | 2012-01-06 | 0 | PC
VTS-OT-D1513-2213S | JDZX11-35R 15kV/rt3: 100V/rt3: 100V/rt3 |  | 121EL-VT |  |  | B03 | COMM | CS03 | Z001 | V |  | F | RM | PD | ZABB | HGQ | 3410121000 | PC |  | 1 | CNXIHE4 | [5 empty] | 1 | 0 | PC | 2012-01-06 | 0 | PC
VTS-OT-D1520-4020S | JDZXR-10C 15/V3 / 0.11/V3 kV |  | 121EL-VT | 3GB |  | 12H | COMM | CS03 | Z001 | V |  | F | RM | PD | ZABB | HGQ | 3410121000 | PC |  | 1 | CNGELI3 | [5 empty] | 1 | 0 | PC | 2019-02-25 | 0 | PC
VTS-OT-D1522-2423S | JDZX15-20R 15000/v3 110/v3 110/3V W.TUBE |  | 121EL-VT | 3GB |  | 12H | COMM | CS03 | Z001 | V |  | F | RM | PD | ZABB | HGQ | 3410121000 | PC |  | 1 | T_GUIHUA_YE | [5 empty] | 1 | 0 | PC | 2012-04-01 | 0 | PC
VTS-OT-D1522-4423S | JDZX15-20R 15000/v3 110/v3 110/3V 50VA/C |  | 121EL-VT |  |  | B03 | COMM | CS03 | Z001 | V |  | F | RM | PD | ZABB | HGQ | 3410121000 | PC |  | 1 | CNXIHE4 | [5 empty] | 1 | 0 | PC | 2012-06-28 | 0 | PC
VTS-OT-D1522-4433S | JDZX17-15R 15/v3 0.11/v3 0.11/3 kV 50VA/ |  | 121EL-VT | 3GB |  | 12H | COMM | CS03 | Z001 | V |  | F | RM | PD | ZABB | HGQ | 3410121000 | PC |  | 1 | T_GUIHUA_YE | [5 empty] | 1 | 0 | PC | 2013-03-12 | 0 | PC
VTS-OT-D1522-LL23 | JDZX17-10 15/v3:0.11/v3:0.11/3KV 0.5/3P |  | 121EL-VT | 3GB |  | 12H | COMM | CS03 | Z001 | V |  | F | RM | PD | ZABB | HGQ | 3410121000 | PC |  | 1 | CNXIHE4 | [5 empty] | 1 | 0 | PC | 2010-04-28 | 0 | PC
VTS-OT-D1524-4423S | JDZX15-20R 15/v3 .11/v3 .11/v3 kV W.TUBE |  | 121EL-VT | 3GB |  | 12H | COMM | CS03 | Z001 | V |  | F | RM | PD | ZABB | HGQ | 3410121000 | PC |  | 1 | T_GUIHUA_YE | [5 empty] | 1 | 0 | PC | 2013-11-25 | 0 | PC
VTS-OT-D2010-4020S | JDZX15-20R 20/v3 0.1/v3kV,50VA/CL0.5 |  | 121EL-VT | 3GB |  | 12H | COMM | CS03 | Z001 | V |  | F | RM | PD | ZABB | HGQ | 3410121000 | PC |  | 1 | CNXIHE4 | [5 empty] | 1 | 0 | PC | 2013-04-10 | 0 | PC
VTS-OT-D2010-H020 | JDZX15-20 20000/v3 100/v3 |  | 121EL-VT |  |  | 129 | COMM | CS03 | Z001 | V |  | F | RM | PD | ZABB | HGQ | 3410121000 | PC |  | 1 | CNGELI3 | [5 empty] | 1 | 0 | PC | 2019-11-12 | 0 | PC
VTS-OT-D2011-1I13S | JDZX15-20R 20/v3 0.1/v3 0.1/v3 kV W.TUBE |  | 121EL-VT | 3GB |  | 12H | COMM | CS03 | Z001 | V |  | F | RM | PD | ZABB | HGQ | 3410121000 | PC |  | 1 | T_GUIHUA_YE | [5 empty] | 1 | 0 | PC | 2014-11-11 | 0 | PC
VTS-OT-D2011-2213S | JDZX15-20R 20/v3 0.1/v3 0.1/3 kV 30VA/CL |  | 121EL-VT | 3GB |  | 12H | COMM | CS03 | Z001 | V |  | F | RM | PD | ZABB | HGQ | 3410121000 | PC |  | 1 | CNXIHE4 | [5 empty] | 1 | 0 | PC | 2015-12-17 | 0 | PC
VTS-OT-D2011-2413S | JDZX15-20R 20/v3 0.1/v3 0.1/3 kV W.TUBE |  | 121EL-VT | 3GB |  | 12H | COMM | CS03 | Z001 | V |  | F | RM | PD | ZABB | HGQ | 3410121000 | PC |  | 1 | T_GUIHUA_YE | [5 empty] | 1 | 0 | PC | 2012-12-18 | 0 | PC
VTS-OT-D2011-2423S | JDZX15-20R 20/v3 0.1/v3 0.1/3 kV CL 0.5/ |  | 121EL-VT | 3GB |  | 12H | COMM | CS03 | Z001 | V |  | F | RM | PD | ZABB | HGQ | 3410121000 | PC |  | 1 | CNMAZHA43 | [5 empty] | 1 | 0 | PC | 2019-09-20 | 0 | PC
VTS-OT-D2011-2811S | JDZX15-20R 20/v3 0.1/v3 0.1/3 kV |  | 121EL-VT | 3GB |  | 12H | COMM | CS03 | Z001 | V |  | F | RM | PD | ZABB | HGQ | 3410121000 | PC |  | 1 | T_GUIHUA_YE | [5 empty] | 1 | 0 | PC | 2016-02-25 | 0 | PC
VTS-OT-D2011-2H13S | JDZX15-20R 20/v3 0.1/v3 0.1/3kV CL0.2/3P |  | 121EL-VT | 3GB |  | 12H | COMM | CS03 | Z001 | V |  | F | RM | PD | ZABB | HGQ | 3410121000 | PC |  | 1 | CNXIHE4 | [5 empty] | 1 | 0 | PC | 2015-03-06 | 0 | PC
VTS-OT-D2011-4423 | JDZX11-35W 20/v3¦.1/v3¦.1/3kV 0.5/3P |  | 121EL | 3GB |  | 12H | COMM | CS03 | Z001 | V |  | F | RM | PD | ZABB | HGQ | 3410121000 | PC |  | 1 | CNXIHE4 | [5 empty] | 1 | 0 | PC | 2008-06-19 | 0 | PC
VTS-OT-D2011-4423S | JDZX11-35R 20/v3¦.1/v3¦.1/3kV 0.5/3P |  | 121EL | 3GB |  | 12H | COMM | CS03 | Z001 | V |  | F | RM | PD | ZABB | HGQ | 3410121000 | PC |  | 1 | CNXIHE4 | [5 empty] | 1 | 0 | PC | 2008-06-19 | 0 | PC
VTS-OT-D2011-8421 | JDZX15-20 20/v3 ¦.1/v3 ¦.1/3kV 0.5/6P |  | 121EL-VT | 3GB |  | 12H | COMM | CS03 | Z001 | V |  | F | RM | PD | ZABB | HGQ | 3410121000 | PC |  | 1 | CNXIHE4 | [5 empty] | 1 | 0 | PC | 2010-02-26 | 0 | PC
VTS-OT-D2011-H413S | JDZX15-20R 20/v3 0.1/v3 0.1/3 kV |  | 121EL-VT |  |  | B03 | COMM | CS03 | Z001 | V |  | F | RM | PD | ZABB | HGQ | 3410121000 | PC |  | 1 | CNXIHE4 | [5 empty] | 1 | 0 | PC | 2015-04-23 | 0 | PC
VTS-OT-D2011-H423S | JDZX15-20R 20/v3 0.1/v3 0.1/3 kV 0.5/3P |  | 121EL-VT | 3GB |  | 12H | COMM | CS03 | Z001 | V |  | F | RM | PD | ZABB | HGQ | 3410121000 | PC |  | 1 | CNXIHE4 | [5 empty] | 1 | 0 | PC | 2013-09-13 | 0 | PC
VTS-OT-D2011-I413S | JDZX15-20R 20/v3 0.1/v3 0.1/3 kV 20VA/CL |  | 121EL-VT | 3GB |  | 12H | COMM | CS03 | Z001 | V |  | F | RM | PD | ZABB | HGQ | 3410121000 | PC |  | 1 | CNXIHE4 | [5 empty] | 1 | 0 | PC | 2012-09-17 | 0 | PC
VTS-OT-D2011-II13 | JDZX15-20 20/v3 0.1/v3 0.1/v3kV |  | 121EL-VT | 3GB |  | 12H | COMM | CS03 | Z001 | V |  | F | RM | PD | ZABB | HGQ | 3410121000 | PC |  | 1 | CNXIHE4 | [5 empty] | 1 | 0 | PC | 2016-01-25 | 0 | PC
VTS-OT-D2011-II13S | JDZX15-20R 20/v3 0.1/v3 0.1/v3 kV |  | 121EL-VT | 3GB |  | 12H | COMM | CS03 | Z001 | V |  | F | RM | PD | ZABB | HGQ | 3410121000 | PC |  | 1 | CNXIHE4 | [5 empty] | 1 | 0 | PC | 2015-04-23 | 0 | PC
VTS-OT-D20112H13S1 | JDZX15-20R 20/v3 0.1/v3 0.1/v3 kV |  | 121EL-VT | 3GB |  | 12H | COMM | CS03 | Z001 | V |  | F | RM | PD | ZABB | HGQ | 3410121000 | PC |  | 1 | CNXIHE4 | [5 empty] | 1 | 0 | PC | 2015-11-04 | 0 | PC
VTS-OT-D20114423S1 | JDZX15-20R 20kV/root3 : 100V/root3 : 100 |  | 121EL-VT | 3GB |  | 12H | COMM | CS03 | Z001 | V |  | F | RM | PD | ZABB | HGQ | 3410121000 | PC |  | 1 | CNDUYAN | [5 empty] | 1 | 0 | PC | 2018-05-29 | 0 | PC
VTS-OT-D2013-1I13S | JDZX15-20 20/v3 0.1/v3 0.1/v3 kV |  | 121EL-VT | 3GB |  | 12H | COMM | CS03 | Z001 | V |  | F | RM | PD | ZABB | HGQ | 3410121000 | PC |  | 1 | CNXIHE4 | [5 empty] | 1 | 0 | PC | 2015-05-20 | 0 | PC
VTS-OT-D2013-2223S | JDZX15-20R 20/v3 0.1/v3 0.1/v3kV 0.5/3P |  | 121EL-VT | 3GB |  | 12H | COMM | CS03 | Z001 | V |  | F | RM | PD | ZABB | HGQ | 3410121000 | PC |  | 1 | CNXIHE4 | [5 empty] | 1 | 0 | PC | 2013-10-11 | 0 | PC
VTS-OT-D2013-4423 | JDZX15-20 20/v3 0.1/v3 0.1/v3kV 50VA/0.5 |  | 121EL-VT | 3GB |  | 12H | COMM | CS03 | Z001 | V |  | F | RM | PD | ZABB | HGQ | 3410121000 | PC |  | 1 | CNXIHE4 | [5 empty] | 1 | 0 | PC | 2011-03-30 | 0 | PC
VTS-OT-D2013-4423S | JDZX15-20R 20/v3 0.1/v3 0.1/v3kV |  | 121EL-VT | 3GB |  | 12H | COMM | CS03 | Z001 | V |  | F | RM | PD | ZABB | HGQ | 3410121000 | PC |  | 1 | CNXIHE4 | [5 empty] | 1 | 0 | PC | 2011-03-30 | 0 | PC
VTS-OT-D2013-HH23S | JDZX15-20R 20/v3 0.1/v3 0.1/v3 kV 0.5/3P |  | 121EL-VT | 3GB |  | 12H | COMM | CS03 | Z001 | V |  | F | RM | PD | ZABB | HGQ | 3410121000 | PC |  | 1 | CNXIHE4 | [5 empty] | 1 | 0 | PC | 2013-11-01 | 0 | PC
VTS-OT-D2013-II13S | JDZX15-20R 20/v3 0.1/v3 0.1/v3 kV C1:20V |  | 121EL-VT |  |  | B03 | COMM | CS03 | Z001 | V |  | F | RM | PD | ZABB | HGQ | 3410121000 | PC |  | 1 | T_GUIHUA_YE | [5 empty] | 1 | 0 | PC | 2015-08-17 | 0 | PC
VTS-OT-D20134423S1 | JDZX15-20 20/v3 0.1/v3 0.1/v3kV 50VA/CL0 |  | 121EL-VT |  |  | B03 | COMM | CS03 | Z001 | V |  | F | RM | PD | ZABB | HGQ | 3410121000 | PC |  | 1 | CNXIHE4 | [5 empty] | 1 | 0 | PC | 2016-01-19 | 0 | PC
VTS-OT-D2020-4030S | JDZX15-20R 20000/v3 110/v3 |  | 121EL-VT |  |  | 129 | COMM | CS03 | Z001 | V |  | F | RM | PD | ZABB | HGQ | 3410121000 | PC |  | 1 | CNGELI3 | [5 empty] | 1 | 0 | PC | 2020-02-17 | 0 | PC
VTS-OT-D2020-8020S | JDZX15-20R 20/v3 0.11/v3 kV 100VA/CL 0.5 |  | 121EL-VT | 3GB |  | 12H | COMM | CS03 | Z001 | V |  | F | RM | PD | ZABB | HGQ | 3410121000 | PC |  | 1 | CNXIHE4 | [5 empty] | 1 | 0 | PC | 2016-02-02 | 0 | PC
VTS-OT-D2020-8030S | JDZX15-20R 20000/v3 110/v3 |  | 121EL-VT |  |  | 129 | COMM | CS03 | Z001 | V |  | F | RM | PD | ZABB | HGQ | 3410121000 | PC |  | 1 | CNGELI3 | [5 empty] | 1 | 0 | PC | 2020-01-20 | 0 | PC
VTS-OT-D2020-H020 | JDZX15-20 20000/v3 110/v3 |  | 121EL-VT | 3GD |  | 12H | COMM | CS03 | Z001 | V |  | F | RM | PD | ZABB | HGQ | 3410121000 | PC |  | 1 | CNGELI3 | [5 empty] | 1 | 0 | PC | 2019-11-15 | 0 | PC
VTS-OT-D2020-H020S | JDZX15-20R 20/V3:0.11/V3 |  | 121EL-VT | 3GD |  | 12H | COMM | CS03 | Z001 | V |  | F | RM | PD | ZABB | HGQ | 3410121000 | PC |  | 1 | CNJOCHE21 | [5 empty] | 1 | 0 | PC | 2021-08-31 | 0 | PC
VTS-OT-D20204030S1 | JDZX15-20R 20000/v3 110/v3 |  | 121EL-VT | 3GB |  | 12H | COMM | CS03 | Z001 | V |  | F | RM | PD | ZABB | HGQ | 3410121000 | PC |  | 1 | CNGELI3 | [5 empty] | 1 | 0 | PC | 2020-03-04 | 0 | PC
VTS-OT-D2021-1113S | JDZX15-20R 20/v3 0.11/v3 0.11/3 kV |  | 121EL-VT | 3GB |  | 12H | COMM | CS03 | Z001 | V |  | F | RM | PD | ZABB | HGQ | 3410121000 | PC |  | 1 | CNXIHE4 | [5 empty] | 1 | 0 | PC | 2015-06-16 | 0 | PC
VTS-OT-D2022-111DS | JDZX15-20R 20/v3 0.11/v3 0.11/v3 kV W.TU |  | 121EL-VT | 3GB |  | 12H | COMM | CS03 | Z001 | V |  | F | RM | PD | ZABB | HGQ | 3410121000 | PC |  | 1 | T_GUIHUA_YE | [5 empty] | 1 | 0 | PC | 2013-03-19 | 0 | PC
VTS-OT-D2022-2213S | JDZX15-20R 20/v3 0.11/v3 0.11/3 kV W.TUB |  | 121EL-VT | 3GB |  | 12H | COMM | CS03 | Z001 | V |  | F | RM | PD | ZABB | HGQ | 3410121000 | PC |  | 1 | T_GUIHUA_YE | [5 empty] | 1 | 0 | PC | 2015-06-25 | 0 | PC
VTS-OT-D2022-2413S | JDZX15-20R 20000/v3 110/v3 110/3V |  | 121EL-VT | 3GB |  | 12H | COMM | CS03 | Z001 | V |  | F | RM | PD | ZABB | HGQ | 3410121000 | PC |  | 1 | CNXIHE4 | [5 empty] | 1 | 0 | PC | 2010-11-10 | 0 | PC
VTS-OT-D2022-2423S | JDZX15-20R 20/v3 0.11/v3 0.11/3 kV W.TUB |  | 121EL-VT | 3GB |  | 12H | COMM | CS03 | Z001 | V |  | F | RM | PD | ZABB | HGQ | 3410121000 | PC |  | 1 | T_GUIHUA_YE | [5 empty] | 1 | 0 | PC | 2015-01-26 | 0 | PC
VTS-OT-D2022-4423S | JDZX15-20R 20000/v3 110/v3 110/3V |  | 121EL-VT | 3GB |  | 12H | COMM | CS03 | Z001 | V |  | F | RM | PD | ZABB | HGQ | 3410121000 | PC |  | 1 | CNXIHE4 | [5 empty] | 1 | 0 | PC | 2010-12-08 | 0 | PC
VTS-OT-D2022-8823S | JDZX15-20 20/v3 0.11/v3 0.11/3 kV CL0.5 |  | 121EL-VT | 3GB |  | 12H | COMM | CS03 | Z001 | V |  | F | RM | PD | ZABB | HGQ | 3410121000 | PC |  | 1 | CNXIHE4 | [5 empty] | 1 | 0 | PC | 2015-09-23 | 0 | PC
VTS-OT-D2022-8833S | JDZX15-20R 20000/v3 110/v3 110/3V 100VA/ |  | 121EL-VT | 3GB |  | 12H | COMM | CS03 | Z001 | V |  | F | RM | PD | ZABB | HGQ | 3410121000 | PC |  | 1 | CNXIHE4 | [5 empty] | 1 | 0 | PC | 2010-03-05 | 0 | PC
VTS-OT-D2022-H413S | JDZX15-20R 20/v3 0.11/v3 0.11/3kV |  | 121EL-VT | 3GB |  | 12H | COMM | CS03 | Z001 | V |  | F | RM | PD | ZABB | HGQ | 3410121000 | PC |  | 1 | CNXIHE4 | [5 empty] | 1 | 0 | PC | 2011-05-12 | 0 | PC
VTS-OT-D2022-H423S | JDZX15-20R 20000/v3 110/v3 110/v3V 25VA/ |  | 121EL-VT | 3GB |  | 12H | COMM | CS03 | Z001 | V |  | F | RM | PD | ZABB | HGQ | 3410121000 | PC |  | 1 | CNXIHE4 | [5 empty] | 1 | 0 | PC | 2010-06-10 | 0 | PC
VTS-OT-D2022-II13S | JDZX15-20R 20/v3 0.11/v3 0.11/3 kV |  | 121EL-VT | 3GB |  | 12H | COMM | CS03 | Z001 | V |  | F | RM | PD | ZABB | HGQ | 3410121000 | PC |  | 1 | CNXIHE4 | [5 empty] | 1 | 0 | PC | 2011-08-19 | 0 | PC
VTS-OT-D2022-J223S | JDZX15-20R 20/v3 0.11/v3 0.11/3 kV |  | 121EL-VT | 3GB |  | 12H | COMM | CS03 | Z001 | V |  | F | RM | PD | ZABB | HGQ | 3410121000 | PC |  | 1 | CNXIHE4 | [5 empty] | 1 | 0 | PC | 2013-01-17 | 0 | PC
VTS-OT-D2023-H423 | JDZX15-20 20000/v3 110/v3 110/v3V 25VA/C |  | 121EL-VT | 3GB |  | 12H | COMM | CS03 | Z001 | V |  | F | RM | PD | ZABB | HGQ | 3410121000 | PC |  | 1 | CNXIHE4 | [5 empty] | 1 | 0 | PC | 2010-06-09 | 0 | PC
VTS-OT-D2024-1112S | JDZX15-20R 20/v3 0.11/v3 0.11/v3 kV W.TU |  | 121EL-VT | 3GB |  | 12H | COMM | CS03 | Z001 | V |  | F | RM | PD | ZABB | HGQ | 3410121000 | PC |  | 1 | T_GUIHUA_YE | [5 empty] | 1 | 0 | PC | 2012-03-16 | 0 | PC
VTS-OT-D2024-4423S | JDZX15-20R 20/v3 0.11/v3 0.11/v3 kV C1:5 |  | 121EL-VT |  |  | 129 | COMM | CS03 | Z001 | V |  | F | RM | PD | ZABB | HGQ | 3410121000 | PC |  | 1 | CNGELI3 | [5 empty] | 1 | 0 | PC | 2019-10-12 | 0 | PC
VTS-OT-D2024-8823S | JDZX15-20 20/v3 0.11/v3 0.11/v3 kV CL0.5 |  | 121EL-VT |  |  | B03 | COMM | CS03 | Z001 | V |  | F | RM | PD | ZABB | HGQ | 3410121000 | PC |  | 1 | CNXIHE4 | [5 empty] | 1 | 0 | PC | 2015-09-18 | 0 | PC
VTS-OT-D2024-H223S | JDZX15-20R 20/v3 0.11/v3 0.11/v3 kV |  | 121EL-VT | 3GB |  | 12H | COMM | CS03 | Z001 | V |  | F | RM | PD | ZABB | HGQ | 3410121000 | PC |  | 1 | CNXIHE4 | [5 empty] | 1 | 0 | PC | 2012-05-31 | 0 | PC
VTS-OT-D2024-I18BS | JDZX15-20R 20/v3 0.11/v3 0.11/v3 kV |  | 121EL-VT | 3GB |  | 12H | COMM | CS03 | Z001 | V |  | F | RM | PD | ZABB | HGQ | 3410121000 | PC |  | 1 | CNXIHE4 | [5 empty] | 1 | 0 | PC | 2011-07-05 | 0 | PC
VTS-OT-D2024-J223S | JDZX15-20R 20/v3 0.11/v3 0.11/v3 kV |  | 121EL-VT |  |  | B03 | COMM | CS03 | Z001 | V |  | F | RM | PD | ZABB | HGQ | 3410121000 | PC |  | 1 | CNXIHE4 | [5 empty] | 1 | 0 | PC | 2013-01-28 | 0 | PC
VTS-OT-D2024-JJ33S | JDZX15-20R 20/v3 0.11/v3 0.11/v3kV W.TU |  | 121EL-VT | 3GB |  | 12H | COMM | CS03 | Z001 | V |  | F | RM | PD | ZABB | HGQ | 3410121000 | PC |  | 1 | T_GUIHUA_YE | [5 empty] | 1 | 0 | PC | 2015-06-09 | 0 | PC
VTS-OT-D2111-4423 | JDZX11-35W 21/v3¦0.1/v3¦0.1/3Kv 0.5/3P |  | 121EL-VT | 3GB |  | 12H | COMM | CS03 | Z001 | V |  | F | RM | PD | ZABB | HGQ | 3410121000 | PC |  | 1 | CNXIHE4 | [5 empty] | 1 | 0 | PC | 2009-05-15 | 0 | PC
VTS-OT-D2220-8030S | JDZX15-20R 22/v3 0.11/v3 kV CL1/100VA |  | 121EL-VT | 3GB |  | 12H | COMM | CS03 | Z001 | V |  | F | RM | PD | ZABB | HGQ | 3410121000 | PC |  | 1 | CNXIHE4 | [5 empty] | 1 | 0 | PC | 2015-05-05 | 0 | PC
VTS-OT-D2222-2223S | JDZX15-20R 22/v3 0.11/v3 0.11/3 kV |  | 121EL-VT | 3GB |  | 12H | COMM | CS03 | Z001 | V |  | F | RM | PD | ZABB | HGQ | 3410121000 | PC |  | 1 | CNXIHE4 | [5 empty] | 1 | 0 | PC | 2015-06-02 | 0 | PC
VTS-OT-D2222-4423S | JDZX11-35R 22/v3¦.11/v3¦.11/3kV 0.5/3P |  | 121EL | 3GB |  | 12H | COMM | CS03 | Z001 | V |  | F | RM | PD | ZABB | HGQ | 3410121000 | PC |  | 1 | CNXIHE4 | [5 empty] | 1 | 0 | PC | 2008-04-28 | 0 | PC
VTS-OT-D2224-2223S | JDZX15-20R 22/v3 0.11/v3 0.11/v3 kV |  | 121EL-VT | 3GB |  | 12H | COMM | CS03 | Z001 | V |  | F | RM | PD | ZABB | HGQ | 3410121000 | PC |  | 1 | CNXIHE4 | [5 empty] | 1 | 0 | PC | 2015-06-03 | 0 | PC
VTS-OT-D2224-4423S | JDZX15-20R 22/v3 0.11/v3 0.11/v3 kV C1:5 |  | 121EL-VT | 3GB |  | 12H | COMM | CS03 | Z001 | V |  | F | RM | PD | ZABB | HGQ | 3410121000 | PC |  | 1 | T_GUIHUA_YE | [5 empty] | 1 | 0 | PC | 2015-09-07 | 0 | PC
VTS-OT-D2310-J020S | JDZX15-20R 23/v3 0.1/v3 kV CL0.5/80VA |  | 121EL-VT | 3GB |  | 12H | COMM | CS03 | Z001 | V |  | F | RM | PD | ZABB | HGQ | 3410121000 | PC |  | 1 | CNXIHE4 | [5 empty] | 1 | 0 | PC | 2012-11-14 | 0 | PC
VTS-OT-D2311-2223S | JDZX15-20R 23/v3 0.1/v3 0.1/3 kV |  | 121EL-VT |  |  | B03 | COMM | CS03 | Z001 | V |  | F | RM | PD | ZABB | HGQ | 3410121000 | PC |  | 1 | CNXIHE4 | [5 empty] | 1 | 0 | PC | 2012-11-14 | 0 | PC
VTS-OT-D2311-II13 | JDZX11-35W 23kV/rt3: 100V/rt3: 100V/3 |  | 121EL-VT | 3GB |  | 12H | COMM | CS03 | Z001 | V |  | F | RM | PD | ZABB | HGQ | 3410121000 | PC |  | 1 | CNXIHE4 | [5 empty] | 1 | 0 | PC | 2012-09-07 | 0 | PC
VTS-OT-D2313-2223S | JDZX15-20R 23/v3 0.1/v3 0.1/v3 kV W.TUBE |  | 121EL-VT | 3GB |  | 12H | COMM | CS03 | Z001 | V |  | F | RM | PD | ZABB | HGQ | 3410121000 | PC |  | 1 | T_GUIHUA_YE | [5 empty] | 1 | 0 | PC | 2012-12-10 | 0 | PC
VTS-OT-D2313-4423S | JDZX15-20R 23/v3 0.10/v3 0.10/v3 kV |  | 121EL-VT | 3GB |  | 12H | COMM | CS03 | Z001 | V |  | F | RM | PD | ZABB | HGQ | 3410121000 | PC |  | 1 | CNXIHE4 | [5 empty] | 1 | 0 | PC | 2016-10-18 | 0 | PC
VTS-OT-D2320-2020S | JDZX15-20R 23/v3 0.11/v3 kV 30VA/CL0.5 |  | 121EL-VT | 3GB |  | 12H | COMM | CS03 | Z001 | V |  | F | RM | PD | ZABB | HGQ | 3410121000 | PC |  | 1 | CNXIHE4 | [5 empty] | 1 | 0 | PC | 2013-12-26 | 0 | PC
VTS-OT-D2320-2080 | JDZX15-20 23/v3 0.11/v3kV 30VA/3P |  | 121EL-VT | 3GB |  | 12H | COMM | CS03 | Z001 | V |  | F | RM | PD | ZABB | HGQ | 3410121000 | PC |  | 1 | CNGELI3 | [5 empty] | 1 | 0 | PC | 2019-03-12 | 0 | PC
VTS-OT-D2320-8020S | JDZX15-20R 23/v3 0.11/v3kV 100VA/CL0.5 |  | 121EL-VT | 3GB |  | 12H | COMM | CS03 | Z001 | V |  | F | RM | PD | ZABB | HGQ | 3410121000 | PC |  | 1 | CNXIHE4 | [5 empty] | 1 | 0 | PC | 2014-02-24 | 0 | PC
VTS-OT-D2320-8080S | JDZX15-20R 23/v3 0.11/v3kV, 100VA/CL3P |  | 121EL-VT | 3GB |  | 12H | COMM | CS03 | Z001 | V |  | F | RM | PD | ZABB | HGQ | 3410121000 | PC |  | 1 | CNXIHE4 | [5 empty] | 1 | 0 | PC | 2014-02-28 | 0 | PC
VTS-OT-D2320-J020S | JDZX15-20R 23/v3 0.11/v3 kV,80VA/CL0.5 |  | 121EL-VT | 3GB |  | 12H | COMM | CS03 | Z001 | V |  | F | RM | PD | ZABB | HGQ | 3410121000 | PC |  | 1 | CNXIHE4 | [5 empty] | 1 | 0 | PC | 2013-09-10 | 0 | PC
VTS-OT-D2322-4423S | JDZX15-20R 23/v3 0.11/v3 0.11/3 kV W.TUB |  | 121EL-VT | 3GB |  | 12H | COMM | CS03 | Z001 | V |  | F | RM | PD | ZABB | HGQ | 3410121000 | PC |  | 1 | T_GUIHUA_YE | [5 empty] | 1 | 0 | PC | 2015-06-10 | 0 | PC
VTS-OT-D2324-2223S | JDZX15-20R 23/v3 0.11/v3 0.11/v3 kV |  | 121EL-VT | 3GB |  | 12H | COMM | CS03 | Z001 | V |  | F | RM | PD | ZABB | HGQ | 3410121000 | PC |  | 1 | CNXIHE4 | [5 empty] | 1 | 0 | PC | 2013-12-26 | 0 | PC
VTS-OT-D2324-4423S | JDZX15-20R 23/v3 0.11/v3 0.11/v3 kV |  | 121EL-VT | 3GB |  | 12H | COMM | CS03 | Z001 | V |  | F | RM | PD | ZABB | HGQ | 3410121000 | PC |  | 1 | CNXIHE4 | [5 empty] | 1 | 0 | PC | 2016-04-11 | 0 | PC
VTS-OT-D2324-GG23S | JDZX15-20R 23/V3 0.11/V3 0.11/V3 kV |  | 121EL-VT | 3GB |  | 12H | COMM | CS03 | Z001 | V |  | F | RM | PD | ZABB | HGQ | 3410121000 | PC |  | 1 | CNXIHE4 | [5 empty] | 1 | 0 | PC | 2017-02-20 | 0 | PC
VTS-OT-D2324-HH23S | JDZX15-20R 23/v3 0.11/v3 0.11/v3 kV W.TU |  | 121EL-VT | 3GB |  | 12H | COMM | CS03 | Z001 | V |  | F | RM | PD | ZABB | HGQ | 3410121000 | PC |  | 1 | T_GUIHUA_YE | [5 empty] | 1 | 0 | PC | 2015-01-27 | 0 | PC
VTS-OT-D2337-II13 | JDZX11-35W 23kV/rt3: 120V/rt3: 120V/3 |  | 121EL-VT | 3GB |  | 12H | COMM | CS03 | Z001 | V |  | F | RM | PD | ZABB | HGQ | 3410121000 | PC |  | 1 | CNXIHE4 | [5 empty] | 1 | 0 | PC | 2012-10-31 | 0 | PC
VTS-OT-D2337-LL13 | JDZX15-20G 23/v3:0.12/v3:0.12/3 kV |  | 121EL-VT |  |  | 129 | COMM | CS03 | Z001 | V |  | F | RM | PD | ZABB | HGQ | 3410121000 | PC |  | 1 | CNDUYAN | [5 empty] | 1 | 0 | PC | 2020-12-09 | 0 | PC
VTS-OT-D2339-LL13 | JDZX15-20G 23/v3:0.12/v3:0.12/v3 kV |  | 121EL-VT | 3GB |  | 12H | COMM | CS03 | Z001 | V |  | F | RM | PD | ZABB | HGQ | 3410121000 | PC |  | 1 | CNDUYAN | [5 empty] | 1 | 0 | PC | 2020-12-10 | 0 | PC
VTS-OT-D2380-H0M0S | JDZX15-20R 23000/v3 115/v3 （V） CL1:6P/25 |  | 121EL-VT | 3GD |  | 129 | COMM | CS03 | Z001 | V |  | F | RM | PD | ZABB | HGQ | 3410121000 | PC |  | 1 | CNDUYAN | [5 empty] | 1 | 0 | PC | 2021-01-04 | 0 | PC
VTS-OT-D2423-HH9F | JDZX15-20R 24/√3 / 0.11/√3 / 0.11/√3 kV |  | 121EL-VT |  |  | 129 | COMM | CS03 | Z001 | V |  | F | RM | PD | ZABB | HGQ | 3410121000 | PC |  | 1 | CNJOCHE21 | [5 empty] | 1 | 0 | PC | 2020-10-21 | 0 | PC
VTS-OT-D2423-HH9FS | JDZX15-20R 24/√3 / 0.11/√3 / 0.11/√3 kV |  | 121EL-VT | 3GB |  | 12H | COMM | CS03 | Z001 | V |  | F | RM | PD | ZABB | HGQ | 3410121000 | PC |  | 1 | CNJOCHE21 | [5 empty] | 1 | 0 | PC | 2020-10-21 | 0 | PC
VTS-OT-D2430-8030S | JDZX17-3R 2.4/v3 0.12/v3 kV CL 1.0/100 V |  | 121EL-VT | 3GB |  | 12H | COMM | CS03 | Z001 | V |  | F | RM | PD | ZABB | HGQ | 3410121000 | PC |  | 1 | CNXIHE4 | [5 empty] | 1 | 0 | PC | 2013-02-28 | 0 | PC
VTS-OT-D2537-3313S | JDZX11-35R 25/v3¦.12/v3¦.12/3kV 0.2/3P |  | 121EL |  |  | 12Q | COMM | CS03 | Z001 | V |  | F | RM | PD | ZABB | HGQ | 3410120000 | PC |  | 1 | Y_PPM_01 | [5 empty] | 1 | 0 | PC | 2007-12-04 | 0 | PC
VTS-OT-D2569-2211S | JDZX11-35R 25/v3¦.208/v3¦.12/v3kV 0.2/0. |  | 121EL | 3GB |  | 12H | COMM | CS03 | Z001 | V |  | F | RM | PD | ZABB | HGQ | 3410120000 | PC |  | 1 | Y_PPM_01 | [5 empty] | 1 | 0 | PC | 2007-12-04 | 0 | PC
VTS-OT-D2620-2010 | JDZX2-27.5CQ 26.4/v3 0.11/v3 kV |  | 121EL-VT |  |  | B03 | COMM | CS03 | Z001 | V |  | F | RM | PD | ZABB | HGQ | 3410121000 | PC |  | 1 | CNXIHE4 | [5 empty] | 1 | 0 | PC | 2017-04-28 | 0 | PC
VTS-OT-D3011-8823S | JDZX11-35R 30/v3¦.1/v3¦.1/3KV 0.5/3P |  | 121EL-VT | 3GB |  | 12H | COMM | CS03 | Z001 | V |  | F | RM | PD | ZABB | HGQ | 3410121000 | PC |  | 1 | CNXIHE4 | [5 empty] | 1 | 0 | PC | 2009-06-10 | 0 | PC
VTS-OT-D3022-4423S | JDZX11-35R 30/v3¦.11/v3¦.11/3kV 0.5/3P |  | 121EL-VT | 3GB |  | 12H | COMM | CS03 | Z001 | V |  | F | RM | PD | ZABB | HGQ | 3410121000 | PC |  | 1 | CNXIHE4 | [5 empty] | 1 | 0 | PC | 2009-07-03 | 0 | PC
VTS-OT-D3024-HK12S | JDZX11-35R 30000/v3¦110/v3¦110/v3V 0.2/0 |  | 121EL-VT |  |  | 12Q | COMM | CS03 | Z001 | V |  | F | RM | PD | ZABB | HGQ | 3410121000 | PC |  | 1 | CNXIHE4 | [5 empty] | 1 | 0 | PC | 2009-07-02 | 0 | PC
VTS-OT-D3311-2223S | JDZX11-35R 33/v3¦.1/v3¦.1/3kV 0.5/3P |  | 121EL | 3GB |  | 12H | COMM | CS03 | Z001 | V |  | F | RM | PD | ZABB | HGQ | 3410121000 | PC |  | 1 | CNXIHE4 | [5 empty] | 1 | 0 | PC | 2008-09-10 | 0 | PC
VTS-OT-D3311-4423 | JDZX11-35R 33000/V3 100/V3 100/3V 50VA/ |  | 121EL-VT |  |  | B03 | COMM | CS03 | Z001 | V |  | F | RM | PD | ZABB | HGQ | 3410121000 | PC |  | 1 | CNXIHE4 | [5 empty] | 1 | 0 | PC | 2010-08-05 | 0 | PC
VTS-OT-D3311-4823S | JDZX11-35R 33000/v3 100/v3 100/3V |  | 121EL-VT | 3GB |  | 12H | COMM | CS03 | Z001 | V |  | F | RM | PD | ZABB | HGQ | 3410121000 | PC |  | 1 | CNGELI3 | [5 empty] | 1 | 0 | PC | 2019-09-26 | 0 | PC
VTS-OT-D3311-8823 | JDZX11 33/v3¦.1/v3¦.1/3KV 0.5/3P |  | 121EL | 3GB |  | 12H | COMM | CS03 | Z001 | V |  | F | RM | PD | ZABB | HGQ | 3410120000 | PC |  | 1 | Y_PPM_01 | [5 empty] | 1 | 0 | PC | 2007-12-04 | 0 | PC
VTS-OT-D3311-8823S | JDZX11-35R 33/v3¦.1/v3¦.1/3kV 0.5/3P |  | 121EL | 3GB |  | 12H | COMM | CS03 | Z001 | V |  | F | RM | PD | ZABB | HGQ | 3410120000 | PC |  | 1 | Y_PPM_01 | [5 empty] | 1 | 0 | PC | 2007-12-04 | 0 | PC
VTS-OT-D3312-5I23 | JDZX11-35W 33/√3/0.11/√3/0.11/3kV |  | 121EL-VT | 3GB |  | 12H | COMM | CS03 | Z001 | V |  | F | RM | PD | ZABB | HGQ | 3410121000 | PC |  | 1 | CNDUYAN | [5 empty] | 1 | 0 | PC | 2020-07-10 | 0 | PC
VTS-OT-D3313-2213 | JDZX11-35W 33/v3¦.1/v3¦.1/v3KV 0.2/3P |  | 121EL | 3GB |  | 12H | COMM | CS03 | Z001 | V |  | F | RM | PD | ZABB | HGQ | 3410121000 | PC |  | 1 | CNXIHE4 | [5 empty] | 1 | 0 | PC | 2008-09-10 | 0 | PC
VTS-OT-D3313-4423 | JDZX11-35W 33/v3 0.1/v3 0.1/v3kV 50VA/CL |  | 121EL-VT | 3GB |  | 12H | COMM | CS03 | Z001 | V |  | F | RM | PD | ZABB | HGQ | 3410121000 | PC |  | 1 | CNXIHE4 | [5 empty] | 1 | 0 | PC | 2015-06-09 | 0 | PC
VTS-OT-D3320-2020 | JDZX11-35W 33/rt3:0.11/rt3kV 0.5/30VA |  | 121EL-VT | 3GB |  | 12H | COMM | CS03 | Z001 | V |  | F | RM | PD | ZABB | HGQ | 3410121000 | PC |  | 1 | CNXIHE4 | [5 empty] | 1 | 0 | PC | 2011-04-14 | 0 | PC
VTS-OT-D3320-2020S | JDZX11-35R 33/rt3:0.11/rt3kV CL0.5 /30VA |  | 121EL-VT | 3GB |  | 12H | COMM | CS03 | Z001 | V |  | F | RM | PD | ZABB | HGQ | 3410121000 | PC |  | 1 | CNXIHE4 | [5 empty] | 1 | 0 | PC | 2011-04-14 | 0 | PC
VTS-OT-D3320-2080S | JDZX11-35R 33/√3 0.11/√3 KV |  | 121EL-VT | 3GB |  | 12H | COMM | CS03 | Z001 | V |  | F | RM | PD | ZABB | HGQ | 3410121000 | PC |  | 1 | CNDUYAN | [5 empty] | 1 | 0 | PC | 2019-01-28 | 0 | PC
VTS-OT-D3320-2090 | JDZX11-35W 33/rt3:0.11/rt3kV 3P&0.5/30VA |  | 121EL-VT | 3GB |  | 12H | COMM | CS03 | Z001 | V |  | F | RM | PD | ZABB | HGQ | 3410121000 | PC |  | 1 | CNXIHE4 | [5 empty] | 1 | 0 | PC | 2011-04-14 | 0 | PC
VTS-OT-D3320-3010 | JDZX11-35W 33/rt3: 0.11/rt3 kV CL0.2/45V |  | 121EL-VT |  |  | 12Q | COMM | CS03 | Z001 | V |  | F | RM | PD | ZABB | HGQ | 3410121000 | PC |  | 1 | CNXIHE4 | [5 empty] | 1 | 0 | PC | 2010-03-16 | 0 | PC
VTS-OT-D3320-4020 | JDZX11-35W 33/v3¦.11/v3kV 0.5/50VA |  | 121EL | 3GB |  | 12H | COMM | CS03 | Z001 | V |  | F | RM | PD | ZABB | HGQ | 3410121000 | PC |  | 1 | CNXIHE4 | [5 empty] | 1 | 0 | PC | 2008-04-23 | 0 | PC
VTS-OT-D3320-4020S | JDZX11-35R 33/v3¦.11/v3kV 0.5/50VA |  | 121EL | 3GB |  | 12H | COMM | CS03 | Z001 | V |  | F | RM | PD | ZABB | HGQ | 3410121000 | PC |  | 1 | CNXIHE4 | [5 empty] | 1 | 0 | PC | 2008-04-22 | 0 | PC
VTS-OT-D3320-40B0S | JDZX11-35R 33kV/rt3 110V/rt3 W.TUBE |  | 121EL-VT | 3GB |  | 12H | COMM | CS03 | Z001 | V |  | F | RM | PD | ZABB | HGQ | 3410121000 | PC |  | 1 | T_GUIHUA_YE | [5 empty] | 1 | 0 | PC | 2012-08-31 | 0 | PC
VTS-OT-D3320-6020 | JDZX11-35W 33/v3 0.11/v3kV,75VA/CL0.5 |  | 121EL-VT | 3GB |  | 12H | COMM | CS03 | Z001 | V |  | F | RM | PD | ZABB | HGQ | 3410121000 | PC |  | 1 | CNXIHE4 | [5 empty] | 1 | 0 | PC | 2013-10-10 | 0 | PC
VTS-OT-D3320-8020 | JDZX11-35W 33/v3¦.11/v3kV 0.5/100VA |  | 121EL | 3GB |  | 12H | COMM | CS03 | Z001 | V |  | F | RM | PD | ZABB | HGQ | 3410121000 | PC |  | 1 | CNXIHE4 | [5 empty] | 1 | 0 | PC | 2008-07-07 | 0 | PC
VTS-OT-D3320-8020S | JDZX11-35R 33/v3 .11/v3kV 100VA/CL 0.5 |  | 121EL-VT | 3GB |  | 12H | COMM | CS03 | Z001 | V |  | F | RM | PD | ZABB | HGQ | 3410121000 | PC |  | 1 | CNXIHE4 | [5 empty] | 1 | 0 | PC | 2011-03-30 | 0 | PC
VTS-OT-D3320-8090 | JDZX11-35W 33/rt3: 0.11/rt3 kV;CL0.5&3P/ |  | 121EL-VT | 3GB |  | 12H | COMM | CS03 | Z001 | V |  | F | RM | PD | ZABB | HGQ | 3410121000 | PC |  | 1 | T_GUIHUA_YE | [5 empty] | 1 | 0 | PC | 2011-10-25 | 0 | PC
VTS-OT-D3320-C030 | JDZX11-35W 33/v3 0.11/v3 kV 200VA/CL1.0 |  | 121EL-VT | 3GB |  | 12H | COMM | CS03 | Z001 | V |  | F | RM | PD | ZABB | HGQ | 3410121000 | PC |  | 1 | T_GUIHUA_YE | [5 empty] | 1 | 0 | PC | 2012-08-15 | 0 | PC
VTS-OT-D33204020-1 | JDZX11-35W 33/v3¦.11/v3kV 0.5/50VA |  | 121EL-VT | 3GB |  | 12H | COMM | CS03 | Z001 | V |  | F | RM | PD | ZABB | HGQ | 3410121000 | PC |  | 1 | CNXIHE4 | [5 empty] | 1 | 0 | PC | 2009-03-25 | 0 | PC
VTS-OT-D33206020-1 | JDZX11-35W 33/v3 0.11/v3 75VA/CL0.5 |  | 121EL-VT | 3GB |  | 12H | COMM | CS03 | Z001 | V |  | F | RM | PD | ZABB | HGQ | 3410121000 | PC |  | 1 | CNXIHE4 | [5 empty] | 1 | 0 | PC | 2017-07-18 | 0 | PC
VTS-OT-D33208020-1 | JDZX11-35W 33000/v3 110/v3V 100VA/CL0.5 |  | 121EL-VT | 3GB |  | 12H | COMM | CS03 | Z001 | V |  | F | RM | PD | ZABB | HGQ | 3410121000 | PC |  | 1 | CNXIHE4 | [5 empty] | 1 | 0 | PC | 2010-12-03 | 0 | PC
VTS-OT-D3321-8823 | JDZX11-35W 33/v3¦.11/v3¦.11V/3KV 0.5/3P |  | 121EL | 3GB |  | 12H | COMM | CS03 | Z001 | V |  | F | RM | PD | ZABB | HGQ | 3410121000 | PC |  | 1 | CNXIHE4 | [5 empty] | 1 | 0 | PC | 2008-03-03 | 0 | PC
VTS-OT-D3322-4423S | JDZX11-35R 33/v3¦.11/v3¦.11/3kV,50VA/0.5 |  | 121EL | 3GB |  | 12H | COMM | CS03 | Z001 | V |  | F | RM | PD | ZABB | HGQ | 3410121000 | PC |  | 1 | CNXIHE4 | [5 empty] | 1 | 0 | PC | 2008-07-21 | 0 | PC
VTS-OT-D3322-4433S | JDZX11-35R 33/v3¦.11/v3¦.11/3kV 1.0/3P |  | 121EL-VT | 3GB |  | 12H | COMM | CS03 | Z001 | V |  | F | RM | PD | ZABB | HGQ | 3410121000 | PC |  | 1 | CNXIHE4 | [5 empty] | 1 | 0 | PC | 2009-04-13 | 0 | PC
VTS-OT-D3322-4493S | JDZX11-35R 33/√3 0.11/√3 0.11/3kV |  | 121EL-VT | 3GB |  | 12H | COMM | CS03 | Z001 | V |  | F | RM | PD | ZABB | HGQ | 3410121000 | PC |  | 1 | CNGELI3 | [5 empty] | 1 | 0 | PC | 2020-02-11 | 0 | PC
VTS-OT-D3322-4823 | JDZX11-35W 33/v3¦.11/v3¦.11/3kV,50VA/0.5 |  | 121EL | 3GB |  | 12H | COMM | CS03 | Z001 | V |  | F | RM | PD | ZABB | HGQ | 3410120000 | PC |  | 1 | Y_PPM_01 | [5 empty] | 1 | 0 | PC | 2007-12-04 | 0 | PC
VTS-OT-D3322-4823S | JDZX11-35R 33/v3¦.11/v3¦.11/3kV,50VA/0.5 |  | 121EL | 3GB |  | 12H | COMM | CS03 | Z001 | V |  | F | RM | PD | ZABB | HGQ | 3410120000 | PC |  | 1 | Y_PPM_01 | [5 empty] | 1 | 0 | PC | 2007-12-04 | 0 | PC
VTS-OT-D3322-8423 | JDZX11-35W 33kV/rt3: 110V/rt3: 110V/3 |  | 121EL-VT | 3GB |  | 12H | COMM | CS03 | Z001 | V |  | F | RM | PD | ZABB | HGQ | 3410121000 | PC |  | 1 | CNXIHE4 | [5 empty] | 1 | 0 | PC | 2011-01-14 | 0 | PC
VTS-OT-D3322-8821 | JDZX11 33/v3¦.11/v3¦.11/3KV 0.5/6P |  | 121EL | 3GB |  | 12H | COMM | CS03 | Z001 | V |  | F | RM | PD | ZABB | HGQ | 3410120000 | PC |  | 1 | Y_PPM_01 | [5 empty] | 1 | 0 | PC | 2007-12-04 | 0 | PC
VTS-OT-D3322-8821S | JDZX11-35R 33/v3 .11/v3 .11/3kV,100VA/0. |  | 121EL | 3GB |  | 12H | COMM | CS03 | Z001 | V |  | F | RM | PD | ZABB | HGQ | 3410120000 | PC |  | 1 | Y_PPM_01 | [5 empty] | 1 | 0 | PC | 2007-12-04 | 0 | PC
VTS-OT-D3322-8823 | JDZX11 33/v3¦.11/v3¦.11/3KV 0.5/3P |  | 121EL | 3GB |  | 12H | COMM | CS03 | Z001 | V |  | F | RM | PD | ZABB | HGQ | 3410120000 | PC |  | 1 | Y_PPM_01 | [5 empty] | 1 | 0 | PC | 2007-12-04 | 0 | PC
VTS-OT-D3322-8823S | JDZX11-35R 33/v3¦.11/v3¦.11/3kV,100VA/0. |  | 121EL | 3GB |  | 12H | COMM | CS03 | Z001 | V |  | F | RM | PD | ZABB | HGQ | 3410121000 | PC |  | 1 | CNXIHE4 | [5 empty] | 1 | 0 | PC | 2008-07-21 | 0 | PC
VTS-OT-D3322-8833S | JDZX11-35R 33/v3¦.11/v3¦.11/3kV,100VA/1. |  | 121EL | 3GB |  | 12H | COMM | CS03 | Z001 | V |  | F | RM | PD | ZABB | HGQ | 3410120000 | PC |  | 1 | Y_PPM_01 | [5 empty] | 1 | 0 | PC | 2007-12-04 | 0 | PC
VTS-OT-D3322-9823 | JDZX11-35R 33/v3 .11/v3 .11/3kV,120VA/0. |  | 121EL-VT |  |  | 12Q | COMM | CS03 | Z001 | V |  | F | RM | PD | ZABB | HGQ | 3410121000 | PC |  | 1 | CNXIHE4 | [5 empty] | 1 | 0 | PC | 2009-09-24 | 0 | PC
VTS-OT-D3322-I411S | JDZX11-35R 33/v3¦.11/v3¦.11/3kV |  | 121EL-VT | 3GB |  | 12H | COMM | CS03 | Z001 | V |  | F | RM | PD | ZABB | HGQ | 3410121000 | PC |  | 1 | CNXIHE4 | [5 empty] | 1 | 0 | PC | 2010-10-09 | 0 | PC
VTS-OT-D3322-I413 | JDZX13-35R 33kV/rt3 110V/rt3 110V/rt3 |  | 121EL-VT |  |  | 129 | COMM | CS03 | Z001 | V |  | F | RM | PD | ZABB | HGQ | 3410121000 | PC |  | 1 | CNJOCHE21 | [5 empty] | 1 | 0 | PC | 2021-04-19 | 0 | PC
VTS-OT-D3322-II23S | JDZX11-35R 33/v3 : 0.11/v3 : 0.11/3kV |  | 121EL-VT | 3GB |  | 12H | COMM | CS03 | Z001 | V |  | F | RM | PD | ZABB | HGQ | 3410121000 | PC |  | 1 | CNXIHE4 | [5 empty] | 1 | 0 | PC | 2010-10-28 | 0 | PC
VTS-OT-D3322-LL13 | JDZX11-35W 33/v3 0.11/v3 0.11/3 kV |  | 121EL-VT |  |  | B03 | COMM | CS03 | Z001 | V |  | F | RM | PD | ZABB | HGQ | 3410121000 | PC |  | 1 | CNSHZEN2 | [5 empty] | 1 | 0 | PC | 2016-08-25 | 0 | PC
VTS-OT-D33224423S1 | JDZX11-35R 33/v3 0.11/v3 0.11/3kV |  | 121EL-VT | 3GB |  | 12H | COMM | CS03 | Z001 | V |  | F | RM | PD | ZABB | HGQ | 3410121000 | PC |  | 1 | CNGELI3 | [5 empty] | 1 | 0 | PC | 2019-05-22 | 0 | PC
VTS-OT-D33228823-1 | JDZX11-35W 33/v3 0.11/v3 0.11/3 kV |  | 121EL-VT | 3GB |  | 12H | COMM | CS03 | Z001 | V |  | F | RM | PD | ZABB | HGQ | 3410121000 | PC |  | 1 | CNXIHE4 | [5 empty] | 1 | 0 | PC | 2013-07-08 | 0 | PC
VTS-OT-D3324-1123 | JDZX11-35W 33/v3 0.11/v3 0.11/v3 kV |  | 121EL-VT | 3GB |  | 12H | COMM | CS03 | Z001 | V |  | F | RM | PD | ZABB | HGQ | 3410121000 | PC |  | 1 | CNDUYAN | [5 empty] | 1 | 0 | PC | 2018-03-09 | 0 | PC
VTS-OT-D3324-2212 | JDZX11-35W 33/v3 0.11/v3 0.11/v3 kV |  | 121EL-VT | 3GB |  | 12H | COMM | CS03 | Z001 | V |  | F | RM | PD | ZABB | HGQ | 3410121000 | PC |  | 1 | CNXIHE4 | [5 empty] | 1 | 0 | PC | 2011-04-14 | 0 | PC
VTS-OT-D3324-2213 | JDZX11-35W 33/rt3: 0.11/rt3 : 0.11/rt3 k |  | 121EL-VT | 3GB |  | 12H | COMM | CS03 | Z001 | V |  | F | RM | PD | ZABB | HGQ | 3410121000 | PC |  | 1 | CNXIHE4 | [5 empty] | 1 | 0 | PC | 2010-04-01 | 0 | PC
VTS-OT-D3324-2213S | JDZX11-35R 33/v3 .11/v3 .11/v3kV,30VA/.2 |  | 121EL | 3GB |  | 12H | COMM | CS03 | Z001 | V |  | F | RM | PD | ZABB | HGQ | 3410120000 | PC |  | 1 | Y_PPM_01 | [5 empty] | 1 | 0 | PC | 2007-12-04 | 0 | PC
VTS-OT-D3324-2219 | JDZX11-35W 33/v3 0.11/v3 0.11/v3kV |  | 121EL-VT | 3GB |  | 12H | COMM | CS03 | Z001 | V |  | F | RM | PD | ZABB | HGQ | 3410121000 | PC |  | 1 | CNXIHE4 | [5 empty] | 1 | 0 | PC | 2010-02-26 | 0 | PC
VTS-OT-D3324-2219S | JDZX11-35R 33/v3 0.11/v3 0.11/v3kV |  | 121EL-VT | 3GB |  | 12H | COMM | CS03 | Z001 | V |  | F | RM | PD | ZABB | HGQ | 3410121000 | PC |  | 1 | CNXIHE4 | [5 empty] | 1 | 0 | PC | 2010-02-26 | 0 | PC
VTS-OT-D3324-221BS | JDZX11-35R 33/v3 0.11/v3 0.11/v3 kV |  | 121EL-VT | 3GB |  | 12H | COMM | CS03 | Z001 | V |  | F | RM | PD | ZABB | HGQ | 3410121000 | PC |  | 1 | CNXIHE4 | [5 empty] | 1 | 0 | PC | 2014-01-03 | 0 | PC
VTS-OT-D3324-2223 | JDZX11-35W 33/v3 0.11/v3 0.11/v3 kV |  | 121EL-VT | 3GB |  | 12H | COMM | CS03 | Z001 | V |  | F | RM | PD | ZABB | HGQ | 3410121000 | PC |  | 1 | CNXIHE4 | [5 empty] | 1 | 0 | PC | 2016-08-03 | 0 | PC
VTS-OT-D3324-2223B | JDZX11-35W 33/v3 / 0.11/v3 / 0.11/v3kV |  | 121EL | 3GB |  | 12H | COMM | CS03 | Z001 | V |  | F | RM | PD | ZABB | HGQ | 3410121000 | PC |  | 1 | CNXIHE4 | [5 empty] | 1 | 0 | PC | 2008-09-19 | 0 | PC
VTS-OT-D3324-2223S | JDZX11-35R 33/v3 0.11/v3 0.11/v3kV |  | 121EL-VT | 3GB |  | 12H | COMM | CS03 | Z001 | V |  | F | RM | PD | ZABB | HGQ | 3410120000 | PC |  | 1 | Y_PPM_01 | [5 empty] | 1 | 0 | PC | 2007-12-04 | 0 | PC
VTS-OT-D3324-222B | JDZX11-35W 33/v3 / 0.11/v3 / 0.11/v3kV |  | 121EL | 3GB |  | 12H | COMM | CS03 | Z001 | V |  | F | RM | PD | ZABB | HGQ | 3410121000 | PC |  | 1 | CNXIHE4 | [5 empty] | 1 | 0 | PC | 2008-09-19 | 0 | PC
VTS-OT-D3324-222BS | JDZX11-35R 33/v3¦0.11/v3¦0.11/v3kV .5/.5 |  | 121EL-VT | 3GB |  | 12H | COMM | CS03 | Z001 | V |  | F | RM | PD | ZABB | HGQ | 3410121000 | PC |  | 1 | CNXIHE4 | [5 empty] | 1 | 0 | PC | 2009-04-29 | 0 | PC
VTS-OT-D3324-2283S | JDZX11-35R 33/√3 0.11/√3 0.11/√3kV |  | 121EL-VT | 3GB |  | 12H | COMM | CS03 | Z001 | V |  | F | RM | PD | ZABB | HGQ | 3410121000 | PC |  | 1 | CNDUYAN | [5 empty] | 1 | 0 | PC | 2019-01-28 | 0 | PC
VTS-OT-D3324-3813 | JDZX11-35W 33/v3 / 0.11/v3 / 0.11/v3kV |  | 121EL-VT |  |  | 12Q | COMM | CS03 | Z001 | V |  | F | RM | PD | ZABB | HGQ | 3410121000 | PC |  | 1 | CNXIHE4 | [5 empty] | 1 | 0 | PC | 2010-03-18 | 0 | PC
VTS-OT-D3324-4222 | JDZX11-35W 33/v3 0.11/v3 0.11/v3 kV |  | 121EL-VT | 3GB |  | 12H | COMM | CS03 | Z001 | V |  | F | RM | PD | ZABB | HGQ | 3410121000 | PC |  | 1 | T_GUIHUA_YE | [5 empty] | 1 | 0 | PC | 2013-03-05 | 0 | PC
VTS-OT-D3324-4413S | JDZX13-35R 33/v3 : 0.11/v3 ;0.11/v3KV |  | 121EL-VT | 3GB |  | 12H | COMM | CS03 | Z001 | V |  | F | RM | PD | ZABB | HGQ | 3410121000 | PC |  | 1 | CNXIHE4 | [5 empty] | 1 | 0 | PC | 2009-12-23 | 0 | PC
VTS-OT-D3324-4423 | JDZX11-35W 33/V3 0.11/V3 0.11/V3 KV |  | 121EL-VT | 3GB |  | 12H | COMM | CS03 | Z001 | V |  | F | RM | PD | ZABB | HGQ | 3410121000 | PC |  | 1 | CNXIHE4 | [5 empty] | 1 | 0 | PC | 2013-11-27 | 0 | PC
VTS-OT-D3324-4423S | JDZX11-35R 33/v3 0.11/v3 0.11/v3kV |  | 121EL-VT | 3GB |  | 12H | COMM | CS03 | Z001 | V |  | F | RM | PD | ZABB | HGQ | 3410121000 | PC |  | 1 | CNXIHE4 | [5 empty] | 1 | 0 | PC | 2013-04-03 | 0 | PC
VTS-OT-D3324-442B | JDZX11-35W 33/v3 0.11/v3 0.11/v3 kV |  | 121EL-VT | 3GB |  | 12H | COMM | CS03 | Z001 | V |  | F | RM | PD | ZABB | HGQ | 3410121000 | PC |  | 1 | CNXIHE4 | [5 empty] | 1 | 0 | PC | 2013-08-30 | 0 | PC
VTS-OT-D3324-44BE | JDZX11-35W 33kV/rt3: 110V/rt3: 110V/rt3 |  | 121EL-VT | 3GB |  | 12H | COMM | CS03 | Z001 | V |  | F | RM | PD | ZABB | HGQ | 3410121000 | PC |  | 1 | CNXIHE4 | [5 empty] | 1 | 0 | PC | 2013-10-21 | 0 | PC
VTS-OT-D3324-6623 | JDZX13-35R 33kV/rt3 110V/rt3 110V/rt3 |  | 121EL-VT | 3GB |  | 12H | COMM | CS03 | Z001 | V |  | F | RM | PD | ZABB | HGQ | 3410121000 | PC |  | 1 | CNJOCHE21 | [5 empty] | 1 | 0 | PC | 2021-04-19 | 0 | PC
VTS-OT-D3324-GG23S | JDZX11-35R 33/v3 0.11/v3 0.11/v3 kV 0.5/ |  | 121EL-VT | 3GB |  | 12H | COMM | CS03 | Z001 | V |  | F | RM | PD | ZABB | HGQ | 3410121000 | PC |  | 1 | CNXIHE4 | [5 empty] | 1 | 0 | PC | 2013-05-06 | 0 | PC
VTS-OT-D3324-HH23S | JDZXR-3C 3.3kV/rt3: 110V/rt3: 110V/rt3 |  | 121EL-VT | 3GB |  | 12H | COMM | CS03 | Z001 | V |  | F | RM | PD | ZABB | HGQ | 3410121000 | PC |  | 1 | T_GUIHUA_YE | [5 empty] | 1 | 0 | PC | 2012-01-19 | 0 | PC
VTS-OT-D3324-HH33 | JDZX11-35W 33/v3 0.11/v3 0.11/v3KV 1.0/3 |  | 121EL-VT | 3GB |  | 12H | COMM | CS03 | Z001 | V |  | F | RM | PD | ZABB | HGQ | 3410121000 | PC |  | 1 | CNGELI3 | [5 empty] | 1 | 0 | PC | 2020-03-12 | 0 | PC
VTS-OT-D3324-HH33S | JDZX11-35R 33/v3 0.11/v3 0.11/v3KV 1.0/3 |  | 121EL-VT | 3GB |  | 12H | COMM | CS03 | Z001 | V |  | F | RM | PD | ZABB | HGQ | 3410121000 | PC |  | 1 | CNGELI3 | [5 empty] | 1 | 0 | PC | 2020-03-12 | 0 | PC
VTS-OT-D3324-I211S | JDZX11-35R 33/V3 0.11/V3 0.11/V3kV |  | 121EL-VT |  |  | B03 | COMM | CS03 | Z001 | V |  | F | RM | PD | ZABB | HGQ | 3410121000 | PC |  | 1 | CNXIHE4 | [5 empty] | 1 | 0 | PC | 2015-10-13 | 0 | PC
VTS-OT-D3324-I223S | JDZX11-35R 33/√3 0.11/√3 0.11/√3kV |  | 121EL-VT | 3GB |  | 12H | COMM | CS03 | Z001 | V |  | F | RM | PD | ZABB | HGQ | 3410121000 | PC |  | 1 | CNDUYAN | [5 empty] | 1 | 0 | PC | 2019-01-28 | 0 | PC
VTS-OT-D3324-IICAS | JDZX11-35R 33000/v3 110/v3 110/v3V 20VA/ |  | 121EL-VT | 3GB |  | 12H | COMM | CS03 | Z001 | V |  | F | RM | PD | ZABB | HGQ | 3410121000 | PC |  | 1 | CNXIHE4 | [5 empty] | 1 | 0 | PC | 2010-09-07 | 0 | PC
VTS-OT-D3324-LL13 | JDZX11-35W 33/v3 0.11/v3 0.11/v3 kV |  | 121EL-VT | 3GB |  | 12H | COMM | CS03 | Z001 | V |  | F | RM | PD | ZABB | HGQ | 3410121000 | PC |  | 1 | CNSHZEN2 | [5 empty] | 1 | 0 | PC | 2016-08-23 | 0 | PC
VTS-OT-D33242223BS | JDZX11-35R 33/v3 / 0.11/v3 / 0.11/v3kV |  | 121EL | 3GB |  | 12H | COMM | CS03 | Z001 | V |  | F | RM | PD | ZABB | HGQ | 3410121000 | PC |  | 1 | CNXIHE4 | [5 empty] | 1 | 0 | PC | 2008-09-19 | 0 | PC
VTS-OT-D33244413S | JDZX13-35R 33kV/rt3 110V/rt3 110V/rt3 W. |  | 121EL-VT | 3GB |  | 12H | COMM | CS03 | Z001 | V |  | F | RM | PD | ZABB | HGQ | 3410121000 | PC |  | 1 | T_GUIHUA_YE | [5 empty] | 1 | 0 | PC | 2012-08-29 | 0 | PC
VTS-OT-D33244423-1 | JDZX11-35W 33/√3 0.11/√3 0.11/√3kV |  | 121EL-VT | 3GB |  | 12H | COMM | CS03 | Z001 | V |  | F | RM | PD | ZABB | HGQ | 3410121000 | PC |  | 1 | CNGELI3 | [5 empty] | 1 | 0 | PC | 2020-02-11 | 0 | PC
VTS-OT-D33244423S | JDZX13-35R 33kV/rt3 110V/rt3 110V/rt3 W. |  | 121EL-VT | 3GB |  | 12H | COMM | CS03 | Z001 | V |  | F | RM | PD | ZABB | HGQ | 3410121000 | PC |  | 1 | T_GUIHUA_YE | [5 empty] | 1 | 0 | PC | 2012-08-29 | 0 | PC
VTS-OT-D3337-2213 | JDZX11-35W 33/rt3 0.12/rt3 0.12/3 kV |  | 121EL-VT | 3GB |  | 12H | COMM | CS03 | Z001 | V |  | F | RM | PD | ZABB | HGQ | 3410121000 | PC |  | 1 | T_GUIHUA_YE | [5 empty] | 1 | 0 | PC | 2013-02-08 | 0 | PC
VTS-OT-D3337-II23 | JDZX11-35W 33/v3¦.12/v3¦.12/3kV 0.5/3P |  | 121EL | 3GB |  | 12H | COMM | CS03 | Z001 | V |  | F | RM | PD | ZABB | HGQ | 3410120000 | PC |  | 1 | Y_PPM_01 | [5 empty] | 1 | 0 | PC | 2007-12-04 | 0 | PC
VTS-OT-D337C-LL11S | JDZX11-35R 33/V3 0.115/V3 0.115/V3kV 10V |  | 121EL-VT | 3GB |  | 12H | COMM | CS03 | Z001 | V |  | F | RM | PD | ZABB | HGQ | 3410121000 | PC |  | 1 | T_GUIHUA_YE | [5 empty] | 1 | 0 | PC | 2015-12-25 | 0 | PC
VTS-OT-D33A0-4020S | JDZX11-35R 33/v3 .22/v3kV |  | 121EL-OT | 3GB |  | 12H | COMM | CS03 | Z001 | V |  | F | RM | PD | ZABB | HGQ | 3410121000 | PC |  | 1 | T_GUIHUA_YE | [5 empty] | 1 | 0 | PC | 2011-09-14 | 0 | PC
VTS-OT-D3410-1010 | JDZX11-35W 34.5/v3 0.1/v3 15VA/0.2 |  | 121EL-VT | 3GB |  | 12H | COMM | CS03 | Z001 | V |  | F | RM | PD | ZABB | HGQ | 3410121000 | PC |  | 1 | CNXIHE4 | [5 empty] | 1 | 0 | PC | 2012-10-30 | 0 | PC
VTS-OT-D3410-4010S | JDZX11-35R 34.5/v3 0.1/v3KV CL0.2/50VA W |  | 121EL-VT | 3GB |  | 12H | COMM | CS03 | Z001 | V |  | F | RM | PD | ZABB | HGQ | 3410121000 | PC |  | 1 | T_GUIHUA_YE | [5 empty] | 1 | 0 | PC | 2015-07-06 | 0 | PC
VTS-OT-D3411-3811 | JDZX11-35R 34.5/rt3 : 0.1/rt3 : 0.1/3 kV |  | 121EL-VT | 3GB |  | 12H | COMM | CS03 | Z001 | V |  | F | RM | PD | ZABB | HGQ | 3410121000 | PC |  | 1 | CNXIHE4 | [5 empty] | 1 | 0 | PC | 2013-03-11 | 0 | PC
VTS-OT-D3411-3813S | JDZX11-35R 34.5/v3 .1/v3 .1/3kV;45VA/CL0 |  | 121EL-VT | 3GB |  | 12H | COMM | CS03 | Z001 | V |  | F | RM | PD | ZABB | HGQ | 3410121000 | PC |  | 1 | CNXIHE4 | [5 empty] | 1 | 0 | PC | 2010-05-20 | 0 | PC
VTS-OT-D3411-4421S | JDZX11-35R 34.5/v3 .1/v3 .1/3kV 0.5/50VA |  | 121EL-VT | 3GB |  | 12H | COMM | CS03 | Z001 | V |  | F | RM | PD | ZABB | HGQ | 3410121000 | PC |  | 1 | CNXIHE4 | [5 empty] | 1 | 0 | PC | 2011-09-06 | 0 | PC
VTS-OT-D3411-8823 | JDZX11-35W 34.5/v3 0.1/v3 0.1/3KV CL0.5/ |  | 121EL-VT | 3GB |  | 12H | COMM | CS03 | Z001 | V |  | F | RM | PD | ZABB | HGQ | 3410121000 | PC |  | 1 | T_GUIHUA_YE | [5 empty] | 1 | 0 | PC | 2015-07-06 | 0 | PC
VTS-OT-D3411-8823S | JDZX11-35R 34.5/v3 0.1/v3 0.1/3KV W.TUBE |  | 121EL-VT | 3GB |  | 12H | COMM | CS03 | Z001 | V |  | F | RM | PD | ZABB | HGQ | 3410121000 | PC |  | 1 | T_GUIHUA_YE | [5 empty] | 1 | 0 | PC | 2015-07-06 | 0 | PC
VTS-OT-D3413-II13 | JDZX11-35W 34.5kV/rt3: 100V/rt3: 100V/rt |  | 121EL-VT | 3GB |  | 12H | COMM | CS03 | Z001 | V |  | F | RM | PD | ZABB | HGQ | 3410121000 | PC |  | 1 | T_GUIHUA_YE | [5 empty] | 1 | 0 | PC | 2012-01-09 | 0 | PC
VTS-OT-D3420-2020S | JDZX11-35R 34.5/v3 .11/v3kV 30VA/CL0.5 |  | 121EL-VT | 3GB |  | 12H | COMM | CS03 | Z001 | V |  | F | RM | PD | ZABB | HGQ | 3410121000 | PC |  | 1 | CNXIHE4 | [5 empty] | 1 | 0 | PC | 2010-12-24 | 0 | PC
VTS-OT-D3420-4090 | JDZX11-35R 34500/V3 110/V3 |  | 121EL-VT | 3GB |  | 12H | COMM | CS03 | Z001 | V |  | F | RM | PD | ZABB | HGQ | 3410121000 | PC |  | 1 | CNXIHE4 | [5 empty] | 1 | 0 | PC | 2010-09-17 | 0 | PC
VTS-OT-D3420-8020S | JDZX11-35R 34.5/v3¦.11/v3kV 0.5(3P)/100 |  | 121EL-VT | 3GB |  | 12H | COMM | CS03 | Z001 | V |  | F | RM | PD | ZABB | HGQ | 3410121000 | PC |  | 1 | CNXIHE4 | [5 empty] | 1 | 0 | PC | 2009-02-12 | 0 | PC
VTS-OT-D3420-8030S | JDZX11-35R 34.5/v3¦.11/v3kV,CL1/100VA |  | 121EL | 3GB |  | 12H | COMM | CS03 | Z001 | V |  | F | RM | PD | ZABB | HGQ | 3410120000 | PC |  | 1 | Y_PPM_01 | [5 empty] | 1 | 0 | PC | 2007-12-04 | 0 | PC
VTS-OT-D3422-2223S | JDZX11-35R 34.5/rt3 : .11/rt3 : .11/3 kV |  | 121EL-VT | 3GB |  | 12H | COMM | CS03 | Z001 | V |  | F | RM | PD | ZABB | HGQ | 3410121000 | PC |  | 1 | CNXIHE4 | [5 empty] | 1 | 0 | PC | 2013-06-28 | 0 | PC
VTS-OT-D3422-3813S | JDZX11-35R 34.5/v3 .11/v3 .11/3kV;45VA/C |  | 121EL-VT |  |  | B03 | COMM | CS03 | Z001 | V |  | F | RM | PD | ZABB | HGQ | 3410121000 | PC |  | 1 | CNXIHE4 | [5 empty] | 1 | 0 | PC | 2010-05-19 | 0 | PC
VTS-OT-D3422-4423S | JDZX11-35R 34.5/v3 ¦.11/v3 ¦.11/3kV |  | 121EL-VT | 3GB |  | 12H | COMM | CS03 | Z001 | V |  | F | RM | PD | ZABB | HGQ | 3410121000 | PC |  | 1 | CNXIHE4 | [5 empty] | 1 | 0 | PC | 2011-07-18 | 0 | PC
VTS-OT-D3422-8423S | JDZX11-35R 34.5/v3 0.11/v3 0.11/3kV |  | 121EL-VT | 3GB |  | 12H | COMM | CS03 | Z001 | V |  | F | RM | PD | ZABB | HGQ | 3410121000 | PC |  | 1 | CNGELI3 | [5 empty] | 1 | 0 | PC | 2019-03-26 | 0 | PC
VTS-OT-D3422-8823S | JDZX11-35R 34.5/v3¦.11/v3¦.11/3kV,0.5/3P |  | 121EL-VT | 3GB |  | 12H | COMM | CS03 | Z001 | V |  | F | RM | PD | ZABB | HGQ | 3410121000 | PC |  | 1 | CNXIHE4 | [5 empty] | 1 | 0 | PC | 2009-09-03 | 0 | PC
VTS-OT-D3422-I213 | JDZX11-35W 34.5/rt3: 0.11/rt3 : 0.11/3 k |  | 121EL-VT | 3GB |  | 12H | COMM | CS03 | Z001 | V |  | F | RM | PD | ZABB | HGQ | 3410121000 | PC |  | 1 | CNXIHE4 | [5 empty] | 1 | 0 | PC | 2013-01-28 | 0 | PC
VTS-OT-D3422-I213S | JDZX11-35R 34.5/rt3: 0.11/rt3 : 0.11/3 k |  | 121EL-VT | 3GB |  | 12H | COMM | CS03 | Z001 | V |  | F | RM | PD | ZABB | HGQ | 3410121000 | PC |  | 1 | CNXIHE4 | [5 empty] | 1 | 0 | PC | 2013-01-28 | 0 | PC
VTS-OT-D3422-II13S | JDZX11-35R 34.5kV/rt3: 110V/rt3: 110V/3 |  | 121EL-VT | 3GB |  | 12H | COMM | CS03 | Z001 | V |  | F | RM | PD | ZABB | HGQ | 3410121000 | PC |  | 1 | CNXIHE4 | [5 empty] | 1 | 0 | PC | 2012-03-20 | 0 | PC
VTS-OT-D34224423S1 | JDZX11-35R 34.5/v3 0.11/v3 0.11/3kV |  | 121EL-VT | 3GB |  | 12H | COMM | CS03 | Z001 | V |  | F | RM | PD | ZABB | HGQ | 3410121000 | PC |  | 1 | CNGELI3 | [5 empty] | 1 | 0 | PC | 2019-02-21 | 0 | PC
VTS-OT-D3424-1111 | JDZX11-35W 34.5/rt3: 0.11/rt3 : 0.11/rt3 |  | 121EL-VT | 3GB |  | 12H | COMM | CS03 | Z001 | V |  | F | RM | PD | ZABB | HGQ | 3410121000 | PC |  | 1 | CNXIHE4 | [5 empty] | 1 | 0 | PC | 2013-05-08 | 0 | PC
VTS-OT-D3424-2211S | JDZX11-35R 34.5/v3¦.11/v3¦.11/v3kV .2/6P |  | 121EL-VT | 3GB |  | 12H | COMM | CS03 | Z001 | V |  | F | RM | PD | ZABB | HGQ | 3410121000 | PC |  | 1 | CNXIHE4 | [5 empty] | 1 | 0 | PC | 2009-02-12 | 0 | PC
VTS-OT-D3424-2223S | JDZX11-35R 34.5/v3¦.11/v3¦0.11/v3kV30/30 |  | 121EL-VT | 3GB |  | 12H | COMM | CS03 | Z001 | V |  | F | RM | PD | ZABB | HGQ | 3410121000 | PC |  | 1 | CNXIHE4 | [5 empty] | 1 | 0 | PC | 2010-03-31 | 0 | PC
VTS-OT-D3424-4423 | JDZX11-35W 34.5/v3¦0.11/v3¦0.11/v3kV 0.5 |  | 121EL-VT | 3GB |  | 12H | COMM | CS03 | Z001 | V |  | F | RM | PD | ZABB | HGQ | 3410121000 | PC |  | 1 | CNXIHE4 | [5 empty] | 1 | 0 | PC | 2009-03-05 | 0 | PC
VTS-OT-D3424-I423S | JDZX11-35R 34.5/v3 0.11/v3 0.11/v3 kV |  | 121EL-VT | 3GB |  | 12H | COMM | CS03 | Z001 | V |  | F | RM | PD | ZABB | HGQ | 3410121000 | PC |  | 1 | CNXIHE4 | [5 empty] | 1 | 0 | PC | 2013-07-08 | 0 | PC
VTS-OT-D3424-IG23S | JDZX13-35R 34.5/v3 .11/v3 .11/v3 kV W.TU |  | 121EL-VT | 3GB |  | 12H | COMM | CS03 | Z001 | V |  | F | RM | PD | ZABB | HGQ | 3410121000 | PC |  | 1 | T_GUIHUA_YE | [5 empty] | 1 | 0 | PC | 2013-08-16 | 0 | PC
VTS-OT-D3424-II1AS | JDZX11-35R 34.5/v3¦.11/v3¦.11/v3kV .2/.2 |  | 121EL-VT | 3GB |  | 12H | COMM | CS03 | Z001 | V |  | F | RM | PD | ZABB | HGQ | 3410121000 | PC |  | 1 | CNXIHE4 | [5 empty] | 1 | 0 | PC | 2009-02-12 | 0 | PC
VTS-OT-D3424-II23 | JDZX11-35W 34.5/v3 0.11/v3 0.11/v3kV |  | 121EL-VT | 3GB |  | 12H | COMM | CS03 | Z001 | V |  | F | RM | PD | ZABB | HGQ | 3410121000 | PC |  | 1 | CNXIHE4 | [5 empty] | 1 | 0 | PC | 2014-06-03 | 0 | PC
VTS-OT-D3430-2010S | JDZX11-35R 34.5kV/rt3 120V/rt3 30VA/0.2 |  | 121EL-VT | 3GB |  | 12H | COMM | CS03 | Z001 | V |  | F | RM | PD | ZABB | HGQ | 3410121000 | PC |  | 1 | CNXIHE4 | [5 empty] | 1 | 0 | PC | 2011-06-08 | 0 | PC
VTS-OT-D3430-20C0S | JDZXR22-35C 34.5/v3:0.12/v3 kV |  | 121EL-VT |  |  | 129 | COMM | CS03 | Z001 | V |  | F | RM | PD | ZABB | HGQ | 3410121000 | PC |  | 1 | CNJISU10 | [5 empty] | 1 | 0 | PC | 2021-10-09 | 0 | PC
VTS-OT-D3430-I090S | JDZXR22-35C 34.5/v3:0.12/v3 kV |  | 121EL-VT |  |  | 129 | COMM | CS03 | Z001 | V |  | F | RM | PD | ZABB | HGQ | 3410121000 | PC |  | 1 | CNJISU10 | [5 empty] | 1 | 0 | PC | 2021-10-09 | 0 | PC
VTS-OT-D3437-4423 | JDZX11-35W 34.5 kV/rt3 : 120 V/rt3:120V/ |  | 121EL-VT | 3GB |  | 12H | COMM | CS03 | Z001 | V |  | F | RM | PD | ZABB | HGQ | 3410121000 | PC |  | 1 | T_GUIHUA_YE | [5 empty] | 1 | 0 | PC | 2015-11-16 | 0 | PC
VTS-OT-D3437-4423S | JDZX11-35R 34.5 kV/rt3 : 120 V/rt3:120V/ |  | 121EL-VT | 3GB |  | 12H | COMM | CS03 | Z001 | V |  | F | RM | PD | ZABB | HGQ | 3410121000 | PC |  | 1 | T_GUIHUA_YE | [5 empty] | 1 | 0 | PC | 2015-11-16 | 0 | PC
VTS-OT-D3437-II23 | JDZX11-35W 34.5/v3 ¦ 0.12/v3 ¦ 0.12/3KV |  | 121EL-VT |  |  | B03 | COMM | CS03 | Z001 | V |  | F | RM | PD | ZABB | HGQ | 3410121000 | PC |  | 1 | CNXIHE4 | [5 empty] | 1 | 0 | PC | 2012-04-20 | 0 | PC
VTS-OT-D3437-II23S | JDZX11-35R 34.5/v3 ¦.12/v3 ¦ .12/3kV |  | 121EL-VT |  |  | B03 | COMM | CS03 | Z001 | V |  | F | RM | PD | ZABB | HGQ | 3410121000 | PC |  | 1 | CNXIHE4 | [5 empty] | 1 | 0 | PC | 2012-04-20 | 0 | PC
VTS-OT-D3439-2223 | JDZX11-35W 34.5/v3 ¦.12/v3 ¦.12/v3KV |  | 121EL-VT |  |  | B03 | COMM | CS03 | Z001 | V |  | F | RM | PD | ZABB | HGQ | 3410121000 | PC |  | 1 | T_GUIHUA_YE | [5 empty] | 1 | 0 | PC | 2012-04-20 | 0 | PC
VTS-OT-D3439-2223S | JDZX11-35R 34.5/v3 ¦.12/v3 ¦.12/v3kV W. |  | 121EL-VT |  |  | B03 | COMM | CS03 | Z001 | V |  | F | RM | PD | ZABB | HGQ | 3410121000 | PC |  | 1 | T_GUIHUA_YE | [5 empty] | 1 | 0 | PC | 2012-04-20 | 0 | PC
VTS-OT-D3439-IG13S | JDZX11-35R 34.5/v3 0.12/v3 0.12/v3 kV |  | 121EL-VT | 3GB |  | 12H | COMM | CS03 | Z001 | V |  | F | RM | PD | ZABB | HGQ | 3410121000 | PC |  | 1 | CNXIHE4 | [5 empty] | 1 | 0 | PC | 2013-09-05 | 0 | PC
VTS-OT-D3439-II23 | JDZX11-35W 34.5/v3 ¦.12/v3 ¦.12/v3KV |  | 121EL-VT |  |  | B03 | COMM | CS03 | Z001 | V |  | F | RM | PD | ZABB | HGQ | 3410121000 | PC |  | 1 | T_GUIHUA_YE | [5 empty] | 1 | 0 | PC | 2012-04-20 | 0 | PC
VTS-OT-D3439-II23S | JDZX11-35R 34.5/v3 ¦.12/v3 ¦.12/v3kV W. |  | 121EL-VT |  |  | B03 | COMM | CS03 | Z001 | V |  | F | RM | PD | ZABB | HGQ | 3410121000 | PC |  | 1 | T_GUIHUA_YE | [5 empty] | 1 | 0 | PC | 2012-04-20 | 0 | PC
VTS-OT-D3439-TT23S | JDZX11-35R 34.5/v3 ¦.12/v3 ¦ .12/v3 kV |  | 121EL-VT | 3GB |  | 12H | COMM | CS03 | Z001 | V |  | F | RM | PD | ZABB | HGQ | 3410121000 | PC |  | 1 | T_GUIHUA_YE | [5 empty] | 1 | 0 | PC | 2012-05-08 | 0 | PC
VTS-OT-D3460-3010S | JDZX11-35R 34.5/rt3 , 0.208/rt3 ,CL0.2/4 |  | 121EL-CT |  |  | B03 | COMM | CS03 | Z001 | V |  | F | RM | PD | ZABB | HGQ | 3410121000 | PC |  | 1 | CNHUCHE9 | [5 empty] | 1 | 0 | PC | 2013-06-18 | 0 | PC
VTS-OT-D3461-4423S | JDZX11-35R 34.5/v3¦0.208/v3¦.1/3kV,50/0. |  | 121EL | 3GB |  | 12H | COMM | CS03 | Z001 | V |  | F | RM | PD | ZABB | HGQ | 3410120000 | PC |  | 1 | Y_PPM_01 | [5 empty] | 1 | 0 | PC | 2007-12-04 | 0 | PC
VTS-OT-D3466-2811S | JDZX11-35R 34.5/rt3,0.208/rt3,0.208/3KV |  | 121EL-VT |  |  | B03 | COMM | CS03 | Z001 | V |  | F | RM | PD | ZABB | HGQ | 3410121000 | PC |  | 1 | CNHUCHE9 | [5 empty] | 1 | 0 | PC | 2013-06-19 | 0 | PC
VTS-OT-D3466-3811S | JDZX11-35R 34.5/rt3,0.208/rt3,0.208/3KV |  | 121EL-VT |  |  | B03 | COMM | CS03 | Z001 | V |  | F | RM | PD | ZABB | HGQ | 3410121000 | PC |  | 1 | CNHUCHE9 | [5 empty] | 1 | 0 | PC | 2013-06-19 | 0 | PC
VTS-OT-D3469-II13 | JDZX11-35W 34.5/v3¦0.208/v3¦0.12/v3 kV |  | 121EL-VT | 3GB |  | 12H | COMM | CS03 | Z001 | V |  | F | RM | PD | ZABB | HGQ | 3410121000 | PC |  | 1 | CNXIHE4 | [5 empty] | 1 | 0 | PC | 2013-06-26 | 0 | PC
VTS-OT-D3469II13-1 | JDZX11-35R 34.5/v3 0.208/v3 0.12/v3 kV |  | 121EL-VT | 3GB |  | 12H | COMM | CS03 | Z001 | V |  | F | RM | PD | ZABB | HGQ | 3410121000 | PC |  | 1 | CNXIHE4 | [5 empty] | 1 | 0 | PC | 2013-07-01 | 0 | PC
VTS-OT-D346F-2811S | JDZX11-35R 34.5/rt3,0.208/rt3,0.208/rt3 |  | 121EL-VT |  |  | B03 | COMM | CS03 | Z001 | V |  | F | RM | PD | ZABB | HGQ | 3410121000 | PC |  | 1 | CNHUCHE9 | [5 empty] | 1 | 0 | PC | 2013-06-21 | 0 | PC
VTS-OT-D346F-II11S | JDZX11-35R 34.5/rt3,0.208/rt3,0.208/rt3 |  | 121EL-VT | 3GB |  | B03 | COMM | CS03 | Z001 | V |  | F | RM | PD | ZABB | HGQ | 3410121000 | PC |  | 1 | CNHUCHE9 | [5 empty] | 1 | 0 | PC | 2013-06-24 | 0 | PC
VTS-OT-D3477-4423 | JDZX11-35W 34.5/v3¦.115/v3¦.115/v3kV 50/ |  | 121EL | 3GB |  | 12H | COMM | CS03 | Z001 | V |  | F | RM | PD | ZABB | HGQ | 3410120000 | PC |  | 1 | Y_PPM_01 | [5 empty] | 1 | 0 | PC | 2007-12-04 | 0 | PC
VTS-OT-D3478-4421 | JDZX11-35W 34.5/v3¦.115/v3¦.115/3kV 50/ |  | 121EL |  |  | 12Q | COMM | CS03 | Z001 | V |  | F | RM | PD | ZABB | HGQ | 3410121000 | PC |  | 1 | CNXIHE4 | [5 empty] | 1 | 0 | PC | 2008-07-18 | 0 | PC
VTS-OT-D3478-4423 | JDZX11-35W 34.5/v3¦.115/v3¦.115/3kV 50/ |  | 121EL | 3GB |  | 12H | COMM | CS03 | Z001 | V |  | F | RM | PD | ZABB | HGQ | 3410121000 | PC |  | 1 | CNXIHE4 | [5 empty] | 1 | 0 | PC | 2008-07-21 | 0 | PC
VTS-OT-D3478-RL13S | JDZX11-35R 34.5/v3 115V/V3 115V/V3 0.2/5 |  | 121EL-VT |  |  | B03 | COMM | CS03 | Z001 | V |  | F | RM | PD | ZABB | HGQ | 3410121000 | PC |  | 1 | T_GUIHUA_YE | [5 empty] | 1 | 0 | PC | 2012-01-20 | 0 | PC
VTS-OT-D347C-4483S | JDZX11-35R 34.5/v3¦0.115/V3¦0.115/V3kV |  | 121EL-VT | 3GB |  | 12H | COMM | CS03 | Z001 | V |  | F | RM | PD | ZABB | HGQ | 3410121000 | PC |  | 1 | CNXIHE4 | [5 empty] | 1 | 0 | PC | 2013-07-03 | 0 | PC
VTS-OT-D347C-I413 | JDZX11-35W 34.5/v3 0.115/v3 0.115/v3kV |  | 121EL-VT | 3GB |  | 12H | COMM | CS03 | Z001 | V |  | F | RM | PD | ZABB | HGQ | 3410121000 | PC |  | 1 | CNXIHE4 | [5 empty] | 1 | 0 | PC | 2014-05-09 | 0 | PC
VTS-OT-D347C-I413S | JDZX11-35R 34.5/v3 0.115/v3 0.115/v3kV |  | 121EL-VT | 3GB |  | 12H | COMM | CS03 | Z001 | V |  | F | RM | PD | ZABB | HGQ | 3410121000 | PC |  | 1 | CNXIHE4 | [5 empty] | 1 | 0 | PC | 2014-05-09 | 0 | PC
VTS-OT-D347C-II13S | JDZX11-35R 34.5kV/V3: 115V/V3 : 115V/V3, |  | 121EL-VT | 3GB |  | 12H | COMM | CS03 | Z001 | V |  | F | RM | PD | ZABB | HGQ | 3410121000 | PC |  | 1 | T_GUIHUA_YE | [5 empty] | 1 | 0 | PC | 2011-12-30 | 0 | PC
VTS-OT-D347C-LL23S | JDZX11-35R 34.5/V3¦0.115/V3¦0.115/V3 kV |  | 121EL-VT | 3GB |  | 12H | COMM | CS03 | Z001 | V |  | F | RM | PD | ZABB | HGQ | 3410121000 | PC |  | 1 | CNXIHE4 | [5 empty] | 1 | 0 | PC | 2013-02-20 | 0 | PC
VTS-OT-D348C-LL13S | JDZX11-35R 34.5/v3 0.115/v3 kV 0.115/v3 |  | 121EL-CT | 3GB |  | 12H | COMM | CS03 | Z001 | V |  | F | RM | PD | ZABB | HGQ | 3410121000 | PC |  | 1 | CNZHZHA51 | [5 empty] | 1 | 0 | PC | 2021-02-05 | 0 | PC
VTS-OT-D3510-2020 | JDZX11-35W 35/v3 0.1/v3kV,CL0.5/30VA |  | 121EL-VT | 3GB |  | 12H | COMM | CS03 | Z001 | V |  | F | RM | PD | ZABB | HGQ | 3410121000 | PC |  | 1 | CNXIHE4 | [5 empty] | 1 | 0 | PC | 2015-02-13 | 0 | PC
VTS-OT-D3510-4010S | JDZX11-35R 35/v3 .1/v3kV 50VA/CL 0.2 |  | 121EL-VT |  |  | B03 | COMM | CS03 | Z001 | V |  | F | RM | PD | ZABB | HGQ | 3410121000 | PC |  | 1 | CNXIHE4 | [5 empty] | 1 | 0 | PC | 2011-08-11 | 0 | PC
VTS-OT-D3511-2423S | JDZX11-35R 35/v3 0.1/v3 0.1/3kV,CL0.5/3P |  | 121EL-VT | 3GB |  | 12H | COMM | CS03 | Z001 | V |  | F | RM | PD | ZABB | HGQ | 3410121000 | PC |  | 1 | CNXIHE4 | [5 empty] | 1 | 0 | PC | 2014-06-17 | 0 | PC
VTS-OT-D3511-3813S | JDZX11-35R 35/v3¦0.1/v3¦0.1/3kV 0.2(3P)/ |  | 121EL | 3GB |  | 12H | COMM | CS03 | Z001 | V |  | F | RM | PD | ZABB | HGQ | 3410121000 | PC |  | 1 | CNXIHE4 | [5 empty] | 1 | 0 | PC | 2008-12-18 | 0 | PC
VTS-OT-D3511-4423 | JDZX11-35W 35/v3¦.1/v3¦.1/3kV 0.5&3P/3P |  | 121EL | 3GB |  | 12H | COMM | CS03 | Z001 | V |  | F | RM | PD | ZABB | HGQ | 3410121000 | PC |  | 1 | CNXIHE4 | [5 empty] | 1 | 0 | PC | 2008-04-30 | 0 | PC
VTS-OT-D3511-4423S | JDZX11-35R 35000/v3 100/v3 100/3V W.TUBE |  | 121EL-VT | 3GB |  | 12H | COMM | CS03 | Z001 | V |  | F | RM | PD | ZABB | HGQ | 3410121000 | PC |  | 1 | T_GUIHUA_YE | [5 empty] | 1 | 0 | PC | 2012-08-02 | 0 | PC
VTS-OT-D3511-4823 | JDZX11-35W 35/v3¦.1/v3¦.1/3kV 0.5/3P |  | 121EL | 3GB |  | 12H | COMM | CS03 | Z001 | V |  | F | RM | PD | ZABB | HGQ | 3410121000 | PC |  | 1 | CNXIHE4 | [5 empty] | 1 | 0 | PC | 2008-11-07 | 0 | PC
VTS-OT-D3511-HH31 | JDZX11-35W 35/v3¦.1/v3¦.1/3kV CL1.0/6P |  | 121EL | 3GB |  | 12H | COMM | CS03 | Z001 | V |  | F | RM | PD | ZABB | HGQ | 3410121000 | PC |  | 1 | CNXIHE4 | [5 empty] | 1 | 0 | PC | 2008-02-15 | 0 | PC
VTS-OT-D3513-2423S | JDZX11-35R 35/v3 0.1/v3kV 0.1/v3kV |  | 121EL-VT | 3GB |  | 12H | COMM | CS03 | Z001 | V |  | F | RM | PD | ZABB | HGQ | 3410121000 | PC |  | 1 | CNGELI3 | [5 empty] | 1 | 0 | PC | 2019-11-20 | 0 | PC
VTS-OT-D3513-242HS | JDZX11-35R 35/v3 0.1/v3kV 0.1/v3kV |  | 121EL-VT |  |  | 129 | COMM | CS03 | Z001 | V |  | F | RM | PD | ZABB | HGQ | 3410121000 | PC |  | 1 | CNGELI3 | [5 empty] | 1 | 0 | PC | 2019-11-01 | 0 | PC
VTS-OT-D3514-222B | JDZX11-35R 35/v3: 0.1/v3: 0.11/v3 kV |  | 121EL-VT | 3GB |  | 12H | COMM | CS03 | Z001 | V |  | F | RM | PD | ZABB | HGQ | 3410121000 | PC |  | 1 | CNXIHE4 | [5 empty] | 1 | 0 | PC | 2012-12-06 | 0 | PC
VTS-OT-D3520-2020 | JDZX11-35W 35/v3: 0.11/v3 kV CL0.5/30VA |  | 121EL-VT | 3GB |  | 12H | COMM | CS03 | Z001 | V |  | F | RM | PD | ZABB | HGQ | 3410121000 | PC |  | 1 | CNXIHE4 | [5 empty] | 1 | 0 | PC | 2012-12-06 | 0 | PC
VTS-OT-D3520-2020S | JDZX11-35R 35/v3 0.11/v3kV,CL0.5/30VA |  | 121EL-VT | 3GB |  | 12H | COMM | CS03 | Z001 | V |  | F | RM | PD | ZABB | HGQ | 3410121000 | PC |  | 1 | CNXIHE4 | [5 empty] | 1 | 0 | PC | 2014-02-19 | 0 | PC
VTS-OT-D3520-4020 | JDZX11-35W 35/v3 0.11/v3 kV CL0.5/50VA |  | 121EL-VT | 3GB |  | 12H | COMM | CS03 | Z001 | V |  | F | RM | PD | ZABB | HGQ | 3410121000 | PC |  | 1 | T_GUIHUA_YE | [5 empty] | 1 | 0 | PC | 2015-02-09 | 0 | PC
VTS-OT-D3520-4020S | JDZX11-35R 35/v3 0.11/v3 kV CL0.5/50VA W |  | 121EL-VT | 3GB |  | 12H | COMM | CS03 | Z001 | V |  | F | RM | PD | ZABB | HGQ | 3410121000 | PC |  | 1 | T_GUIHUA_YE | [5 empty] | 1 | 0 | PC | 2015-02-09 | 0 | PC
VTS-OT-D35204080S | JDZX11-35R 33/v3 0.11/v3 kV 50VA/CL3P |  | 121EL-VT | 3GB |  | 12H | COMM | CS03 | Z001 | V |  | F | RM | PD | ZABB | HGQ | 3410121000 | PC |  | 1 | CNXIHE4 | [5 empty] | 1 | 0 | PC | 2015-05-29 | 0 | PC
VTS-OT-D3522-2223S | JDZX11-35R 35/v3 0.11/v3 0.11/v3KV |  | 121EL-VT | 3GB |  | 12H | COMM | CS03 | Z001 | V |  | F | RM | PD | ZABB | HGQ | 3410121000 | PC |  | 1 | CNJOCHE21 | [5 empty] | 1 | 0 | PC | 2020-05-22 | 0 | PC
VTS-OT-D3522-4423S | JDZX11-35R 35/v3¦.11/v3¦.11/3kV 0.5/3P |  | 121EL-VT | 3GB |  | 12H | COMM | CS03 | Z001 | V |  | F | RM | PD | ZABB | HGQ | 3410121000 | PC |  | 1 | CNXIHE4 | [5 empty] | 1 | 0 | PC | 2009-02-04 | 0 | PC
VTS-OT-D3522-8823S | JDZX11-35R 35/v3¦.11/v3¦.11/3kV 0.5/3P |  | 121EL | 3GB |  | 12H | COMM | CS03 | Z001 | V |  | F | RM | PD | ZABB | HGQ | 3410120000 | PC |  | 1 | Y_PPM_01 | [5 empty] | 1 | 0 | PC | 2007-12-04 | 0 | PC
VTS-OT-D3522-HH21 | JDZX11-35W 35/v3¦.11/v3¦.11/3kV CL0.5/6P |  | 121EL | 3GB |  | 12H | COMM | CS03 | Z001 | V |  | F | RM | PD | ZABB | HGQ | 3410121000 | PC |  | 1 | CNXIHE4 | [5 empty] | 1 | 0 | PC | 2008-03-18 | 0 | PC
VTS-OT-D3522-HH31 | JDZX11-35W 35/v3¦.11/v3¦.11/3kV CL1.0/6P |  | 121EL |  |  | 12Q | COMM | CS03 | Z001 | V |  | F | RM | PD | ZABB | HGQ | 3410121000 | PC |  | 1 | CNXIHE4 | [5 empty] | 1 | 0 | PC | 2008-03-17 | 0 | PC
VTS-OT-D3522-II23 | JDZX11-35W 35/v3 0.11/v3 0.11/v3KV |  | 121EL-VT | 3GB |  | 12H | COMM | CS03 | Z001 | V |  | F | RM | PD | ZABB | HGQ | 3410121000 | PC |  | 1 | CNDUYAN | [5 empty] | 1 | 0 | PC | 2020-05-20 | 0 | PC
VTS-OT-D3524222BS | JDZX11-35R 35/v3 / 0.11/v3 / 0.11/v3kV |  | 121EL | 3GB |  | 12H | COMM | CS03 | Z001 | V |  | F | RM | PD | ZABB | HGQ | 3410121000 | PC |  | 1 | CNXIHE4 | [5 empty] | 1 | 0 | PC | 2008-09-19 | 0 | PC
VTS-OT-D3530-2010 | JDZX11-35W 35000/v3 120/v3V 30VA/CL0.2 |  | 121EL-VT | 3GB |  | 12H | COMM | CS03 | Z001 | V |  | F | RM | PD | ZABB | HGQ | 3410121000 | PC |  | 1 | CNXIHE4 | [5 empty] | 1 | 0 | PC | 2011-06-15 | 0 | PC
VTS-OT-D3537-8823S | JDZX11-35R 35/v3 .12/v3 .12/3kV 100VA/ |  | 121EL-VT | 3GB |  | 12H | COMM | CS03 | Z001 | V |  | F | RM | PD | ZABB | HGQ | 3410121000 | PC |  | 1 | CNXIHE4 | [5 empty] | 1 | 0 | PC | 2011-06-15 | 0 | PC
VTS-OT-D3611-4423S | JDZX11-35R 36/v3 0.1/v3 0.1/3 KV |  | 121EL-VT | 3GB |  | 12H | COMM | CS03 | Z001 | V |  | F | RM | PD | ZABB | HGQ | 3410121000 | PC |  | 1 | CNXIHE4 | [5 empty] | 1 | 0 | PC | 2013-03-29 | 0 | PC
VTS-OT-D3611-I411S | JDZX11-35R 36/v3 0.1/v3 0.1/3kV 20VA/CL0 |  | 121EL-VT | 3GB |  | 12H | COMM | CS03 | Z001 | V |  | F | RM | PD | ZABB | HGQ | 3410121000 | PC |  | 1 | CNXIHE4 | [5 empty] | 1 | 0 | PC | 2012-07-07 | 0 | PC
VTS-OT-D3620-C030 | JDZX11-35W 36/v3 0.11/v3 kV 200VA/CL1.0 |  | 121EL-VT |  |  | B03 | COMM | CS03 | Z001 | V |  | F | RM | PD | ZABB | HGQ | 3410121000 | PC |  | 1 | T_GUIHUA_YE | [5 empty] | 1 | 0 | PC | 2012-08-08 | 0 | PC
VTS-OT-D3622-HH23 | JDZX11-35W 36/v3 0.11/v3 0.11/3 kV |  | 121EL-VT | 3GB |  | 12H | COMM | CS03 | Z001 | V |  | F | RM | PD | ZABB | HGQ | 3410121000 | PC |  | 1 | CNGELI3 | [5 empty] | 1 | 0 | PC | 2020-01-06 | 0 | PC
VTS-OT-D3637-4823 | JDZX11-35R 36/v3 0.12/v3 0.12/3kV, 50VA/ |  | 121EL-VT | 3GB |  | 12H | COMM | CS03 | Z001 | V |  | F | RM | PD | ZABB | HGQ | 3410121000 | PC |  | 1 | T_GUIHUA_YE | [5 empty] | 1 | 0 | PC | 2012-03-20 | 0 | PC
VTS-OT-D367C-I423S | JDZX11-35R 36/V3¦0.115/V3¦0.115/V3 kV |  | 121EL-VT |  |  | B03 | COMM | CS03 | Z001 | V |  | F | RM | PD | ZABB | HGQ | 3410121000 | PC |  | 1 | CNXIHE4 | [5 empty] | 1 | 0 | PC | 2013-01-05 | 0 | PC
VTS-OT-D3713-2213S | JDZX11-35R 38/v3 ¦.1/v3 ¦.1/v3 kV 30VA/ |  | 121EL-VT | 3GB |  | 12H | COMM | CS03 | Z001 | V |  | F | RM | PD | ZABB | HGQ | 3410121000 | PC |  | 1 | CNXIHE4 | [5 empty] | 1 | 0 | PC | 2010-07-16 | 0 | PC
VTS-OT-D3737-8823S | JDZX11-35R 38/v3 0.12/v3 0.12/3kV |  | 121EL-VT | 3GB |  | 12H | COMM | CS03 | Z001 | V |  | F | RM | PD | ZABB | HGQ | 3410121000 | PC |  | 1 | CNXIHE4 | [5 empty] | 1 | 0 | PC | 2014-02-19 | 0 | PC
VTS-OT-D3811-8823S | JDZX11-35R 38.5/v3¦.1/v3¦.1/3KV 0.5/3P |  | 121EL | 3GB |  | 12H | COMM | CS03 | Z001 | V |  | F | RM | PD | ZABB | HGQ | 3410120000 | PC |  | 1 | Y_PPM_01 | [5 empty] | 1 | 0 | PC | 2007-12-04 | 0 | PC
VTS-OT-D3820-4020 | JDZX11-35W 38.5/v3 0.11/v3KV 50VA/CL 0.5 |  | 121EL-VT | 3GB |  | 12H | COMM | CS03 | Z001 | V |  | F | RM | PD | ZABB | HGQ | 3410121000 | PC |  | 1 | T_GUIHUA_YE | [5 empty] | 1 | 0 | PC | 2012-08-03 | 0 | PC
VTS-OT-D3822-6623S | JDZX11-35R 38.5/v3:0.11/v3:0.11/3 kV |  | 121EL-VT | 3GB |  | 12H | COMM | CS03 | Z001 | V |  | F | RM | PD | ZABB | HGQ | 3410121000 | PC |  | 1 | CNXIHE4 | [5 empty] | 1 | 0 | PC | 2012-07-31 | 0 | PC
VTS-OT-D3822-8823 | JDZX11-35W 38.5/v3¦.11/v3¦.11/3KV 0.5/3P |  | 121EL | 3GB |  | 12H | COMM | CS03 | Z001 | V |  | F | RM | PD | ZABB | HGQ | 3410120000 | PC |  | 1 | Y_PPM_01 | [5 empty] | 1 | 0 | PC | 2007-12-04 | 0 | PC
VTS-OT-D3822-8823S | JDZX11-35R 38.5/v3¦.11/v3¦.11/3KV 0.5/3P |  | 121EL | 3GB |  | 12H | COMM | CS03 | Z001 | V |  | F | RM | PD | ZABB | HGQ | 3410120000 | PC |  | 1 | Y_PPM_01 | [5 empty] | 1 | 0 | PC | 2007-12-04 | 0 | PC
VTS-OT-D3822-G413 | JDZX11-35W 38.5/v3¦.11/v3¦.11/3KV 0.2/3P |  | 121EL-VT | 3GB |  | 12H | COMM | CS03 | Z001 | V |  | F | RM | PD | ZABB | HGQ | 3410121000 | PC |  | 1 | CNXIHE4 | [5 empty] | 1 | 0 | PC | 2009-07-16 | 0 | PC
VTS-OT-D38226623S1 | JDZX11-35R 38.5/V3 0.11/V3 0.11/3 kV |  | 121EL-VT | 3GB |  | 12H | COMM | CS03 | Z001 | V |  | F | RM | PD | ZABB | HGQ | 3410121000 | PC |  | 1 | CNXIHE4 | [5 empty] | 1 | 0 | PC | 2017-02-20 | 0 | PC
VTS-OT-D38228823S1 | JDZX11-35R 38.5/v3 0.11/v3 0.11/3 kV |  | 121EL-VT | 3GB |  | 12H | COMM | CS03 | Z001 | V |  | F | RM | PD | ZABB | HGQ | 3410121000 | PC |  | 1 | CNXIHE4 | [5 empty] | 1 | 0 | PC | 2016-10-25 | 0 | PC
VTS-OT-D38228823S2 | JDZX11-35R 38.5/v3 0.11/v3 0.11/3 kV |  | 121EL-VT | 3GB |  | 12H | COMM | CS03 | Z001 | V |  | F | RM | PD | ZABB | HGQ | 3410121000 | PC |  | 1 | CNXIHE4 | [5 empty] | 1 | 0 | PC | 2017-01-26 | 0 | PC
VTS-OT-D3824-8823S | JDZX11-35R 38.5/v3 0.11/v3 0.11/V3 kV |  | 121EL-VT |  |  | B03 | COMM | CS03 | Z001 | V |  | F | RM | PD | ZABB | HGQ | 3410121000 | PC |  | 1 | CNXIHE4 | [5 empty] | 1 | 0 | PC | 2016-01-28 | 0 | PC
VTS-OT-D3922-2G13S | JDZX17-10R 11500/v3 110/v3 110/3V 30VA/ |  | 121EL-VT | 3GB |  | 12H | COMM | CS03 | Z001 | V |  | F | RM | PD | ZABB | HGQ | 3410121000 | PC |  | 1 | CNXIHE4 | [5 empty] | 1 | 0 | PC | 2010-07-21 | 0 | PC
VTS-OT-D4111-2213 | JDZX10-6C1 4.16/v3 0.1/v3 0.1/3kV 0.2/3P |  | 121EL-VT | 3GB |  | 12H | COMM | CS03 | Z001 | V |  | F | RM | PD | ZABB | HGQ | 3410121000 | PC |  | 1 | CNXIHE4 | [5 empty] | 1 | 0 | PC | 2014-02-25 | 0 | PC
VTS-OT-D4111-4423S | JDZXR-6C 4.16/v3 0.1/v3 0.1/3KV 50VA/CL0 |  | 121EL-VT | 3GB |  | 12H | COMM | CS03 | Z001 | V |  | F | RM | PD | ZABB | HGQ | 3410121000 | PC |  | 1 | CNXIHE4 | [5 empty] | 1 | 0 | PC | 2013-02-25 | 0 | PC
VTS-OT-D4111-4823S | JDZX17-6R 4.16/v3 0.1/v3 0.1/3KV 50VA/CL |  | 121EL-VT | 3GB |  | 12H | COMM | CS03 | Z001 | V |  | F | RM | PD | ZABB | HGQ | 3410121000 | PC |  | 1 | CNXIHE4 | [5 empty] | 1 | 0 | PC | 2013-02-25 | 0 | PC
VTS-OT-D4113-2213 | JDZX17-6 4.16kV/rt3: 100V/rt3: 100V/rt3 |  | 121EL-VT | 3GB |  | 12H | COMM | CS03 | Z001 | V |  | F | RM | PD | ZABB | HGQ | 3410121000 | PC |  | 1 | CNXIHE4 | [5 empty] | 1 | 0 | PC | 2012-07-17 | 0 | PC
VTS-OT-D4113-L113 | JDZX10-6C1 4.16kV/rt3:100V/rt3:100V/rt3 |  | 121EL-VT | 3GB |  | 12H | COMM | CS03 | Z001 | V |  | F | RM | PD | ZABB | HGQ | 3410121000 | PC |  | 1 | CNXIHE4 | [5 empty] | 1 | 0 | PC | 2013-02-26 | 0 | PC
VTS-OT-D4113-LH23S | JDZXR-6C 4.16/v3 0.1/v3 0.1/v3 kV |  | 121EL-VT | 3GB |  | 12H | COMM | CS03 | Z001 | V |  | F | RM | PD | ZABB | HGQ | 3410121000 | PC |  | 1 | CNXIHE4 | [5 empty] | 1 | 0 | PC | 2011-09-06 | 0 | PC
VTS-OT-D4120-4020S | JDZXR-6C 4160/v3 110/v3V 50VA/CL0.5 |  | 121EL-VT | 3GB |  | 12H | COMM | CS03 | Z001 | V |  | F | RM | PD | ZABB | HGQ | 3410121000 | PC |  | 1 | CNXIHE4 | [5 empty] | 1 | 0 | PC | 2010-07-01 | 0 | PC
VTS-OT-D4120-5020S | JDZXR-6C 4.16/v3 kV 0.11/v3 kV ,60 VA/0. |  | 121EL-VT | 3GB |  | 12H | COMM | CS03 | Z001 | V |  | F | RM | PD | ZABB | HGQ | 3410121000 | PC |  | 1 | CNXIHE4 | [5 empty] | 1 | 0 | PC | 2012-04-19 | 0 | PC
VTS-OT-D4120-8030 | JDZX10-6C1 4.16/v3 0.11/v3 kV 100VA/CL1 |  | 121EL-VT | 3GB |  | 12H | COMM | CS03 | Z001 | V |  | F | RM | PD | ZABB | HGQ | 3410121000 | PC |  | 1 | CNXIHE4 | [5 empty] | 1 | 0 | PC | 2012-10-08 | 0 | PC
VTS-OT-D4120-8030S | JDZXR-6C 4.16/v3 0.11/v3 kV 100VA/CL1 |  | 121EL-VT | 3GB |  | 12H | COMM | CS03 | Z001 | V |  | F | RM | PD | ZABB | HGQ | 3410121000 | PC |  | 1 | CNXIHE4 | [5 empty] | 1 | 0 | PC | 2012-10-08 | 0 | PC
VTS-OT-D4122-1H13 | JDZX10-6C1 4.16/v3 0.11/v3 0.11/3kV |  | 121EL-VT | 3GB |  | 12H | COMM | CS03 | Z001 | V |  | F | RM | PD | ZABB | HGQ | 3410121000 | PC |  | 1 | CNGELI3 | [5 empty] | 1 | 0 | PC | 2019-06-17 | 0 | PC
VTS-OT-D4122-2213S | JDZX17-6R 4.16/V3,0.11/v3,0.11/3kV |  | 121EL-VT | 3GB |  | 12H | COMM | CS03 | Z001 | V |  | F | RM | PD | ZABB | HGQ | 3410121000 | PC |  | 1 | CNDUYAN | [5 empty] | 1 | 0 | PC | 2019-01-04 | 0 | PC
VTS-OT-D4122-4423 | JDZX17-6 4160/v3 110/v3 110/3V CL0.5/3P |  | 121EL-VT | 3GB |  | 12H | COMM | CS03 | Z001 | V |  | F | RM | PD | ZABB | HGQ | 3410121000 | PC |  | 1 | CNXIHE4 | [5 empty] | 1 | 0 | PC | 2013-04-28 | 0 | PC
VTS-OT-D4122-4423S | JDZX17-6R 4.16/V3,0.11/v3,0.11/3kV |  | 121EL-VT | 3GD |  | 12H | COMM | CS03 | Z001 | V |  | F | RM | PD | ZABB | HGQ | 3410121000 | PC |  | 1 | CNGELI3 | [5 empty] | 1 | 0 | PC | 2019-03-04 | 0 | PC
VTS-OT-D4122-4433 | JDZX10-6C1 4.16/v3 0.11/v3 0.11/3 kV |  | 121EL-VT | 3GB |  | 12H | COMM | CS03 | Z001 | V |  | F | RM | PD | ZABB | HGQ | 3410121000 | PC |  | 1 | CNXIHE4 | [5 empty] | 1 | 0 | PC | 2012-10-08 | 0 | PC
VTS-OT-D4122-H413 | JDZX10-6C1 4160/v3 110/v3 110/3V 25VA/CL |  | 121EL-VT | 3GB |  | 12H | COMM | CS03 | Z001 | V |  | F | RM | PD | ZABB | HGQ | 3410121000 | PC |  | 1 | CNXIHE4 | [5 empty] | 1 | 0 | PC | 2010-09-28 | 0 | PC
VTS-OT-D4122-H413S | JDZXR-6C 4.16kV/rt3: 110V/rt3: 110V/3 |  | 121EL-VT | 3GB |  | 12H | COMM | CS03 | Z001 | V |  | F | RM | PD | ZABB | HGQ | 3410121000 | PC |  | 1 | CNXIHE4 | [5 empty] | 1 | 0 | PC | 2013-02-01 | 0 | PC
VTS-OT-D4122-II13S | JDZXR-6C 4.16/v3 0.11/v3 0.11/3 kV |  | 121EL-VT | 3GB |  | 12H | COMM | CS03 | Z001 | V |  | F | RM | PD | ZABB | HGQ | 3410121000 | PC |  | 1 | CNGELI3 | [5 empty] | 1 | 0 | PC | 2019-10-30 | 0 | PC
VTS-OT-D4122H413-1 | JDZX10-6C1 4.16kV/rt3: 110V/rt3: 110V/3 |  | 121EL-VT | 3GB |  | 12H | COMM | CS03 | Z001 | V |  | F | RM | PD | ZABB | HGQ | 3410121000 | PC |  | 1 | CNXIHE4 | [5 empty] | 1 | 0 | PC | 2013-02-01 | 0 | PC
VTS-OT-D4124-HH23S | JDZXR-6C 4.16/v3 0.11/v3 0.11/v3 kV |  | 121EL-VT | 3GB |  | 12H | COMM | CS03 | Z001 | V |  | F | RM | PD | ZABB | HGQ | 3410121000 | PC |  | 1 | CNXIHE4 | [5 empty] | 1 | 0 | PC | 2013-07-03 | 0 | PC
VTS-OT-D4130-2010S | JDZXR22-6C1 4.16/v3:0.12/v3 |  | 121EL-VT |  |  | 129 | COMM | CS03 | Z001 | V |  | F | RM | PD | ZABB | HGQ | 3410121000 | PC |  | 1 | CNJISU10 | [5 empty] | 1 | 0 | PC | 2021-10-09 | 0 | PC
VTS-OT-D4130-20C0S | JDZXR22-6C1 4.16/v3:0.12/v3 |  | 121EL-VT |  |  | 129 | COMM | CS03 | Z001 | V |  | F | RM | PD | ZABB | HGQ | 3410121000 | PC |  | 1 | CNJISU10 | [5 empty] | 1 | 0 | PC | 2021-10-11 | 0 | PC
VTS-OT-D4130-22B0S | JDZXR-6C 4.16/V3:0.12/V3 |  | 121EL-VT | 3GD |  | 12H | COMM | CS03 | Z001 | V |  | F | RM | PD | ZABB | HGQ | 3410121000 | PC |  | 1 | CNJOCHE21 | [5 empty] | 1 | 0 | PC | 2021-08-31 | 0 | PC
VTS-OT-D4130-4020S | JDZXR-6C 4.16/v3 0.12/v3 kV 50VA/0.5 |  | 121EL-VT | 3GB |  | 12H | COMM | CS03 | Z001 | V |  | F | RM | PD | ZABB | HGQ | 3410121000 | PC |  | 1 | CNGELI3 | [5 empty] | 1 | 0 | PC | 2019-12-17 | 0 | PC
VTS-OT-D4130-R010S | JDZXR-6C 4.16/v3 0.12/v3 kV 5VA/0.2 |  | 121EL-VT | 3GB |  | 12H | COMM | CS03 | Z001 | V |  | F | RM | PD | ZABB | HGQ | 3410121000 | PC |  | 1 | CNGELI3 | [5 empty] | 1 | 0 | PC | 2019-12-17 | 0 | PC
VTS-OT-D4137-2213S | JDZXR22-6C1 4.16/v3:0.12/v3:0.12/3 |  | 121EL-VT |  |  | 129 | COMM | CS03 | Z001 | V |  | F | RM | PD | ZABB | HGQ | 3410121000 | PC |  | 1 | CNJISU10 | [5 empty] | 1 | 0 | PC | 2021-10-14 | 0 | PC
VTS-OT-D4137-4423S | JDZXR-6C 4.16/v3 0.12/v3 0.12/3kV 0.5/3P |  | 121EL-VT | 3GB |  | 12H | COMM | CS03 | Z001 | V |  | F | RM | PD | ZABB | HGQ | 3410121000 | PC |  | 1 | CNXIHE4 | [5 empty] | 1 | 0 | PC | 2014-07-04 | 0 | PC
VTS-OT-D4137-G423S | JDZXR-6C 4.16/v3 0.12/v3 0.12/3 kV |  | 121EL-VT | 3GB |  | 12H | COMM | CS03 | Z001 | V |  | F | RM | PD | ZABB | HGQ | 3410121000 | PC |  | 1 | CNXIHE4 | [5 empty] | 1 | 0 | PC | 2012-04-09 | 0 | PC
VTS-OT-D4139-112BS | JDZX17-6R 4.16/v3 0.12/v3 0.12/v3 kV |  | 121EL-VT | 3GB |  | 12H | COMM | CS03 | Z001 | V |  | F | RM | PD | ZABB | HGQ | 3410121000 | PC |  | 1 | CNDUYAN | [5 empty] | 1 | 0 | PC | 2020-09-15 | 0 | PC
VTS-OT-D4139-2233S | JDZXR-6C 4.16/V3:0.12/V3:0.12/V3 |  | 121EL-VT | 3GD |  | 12H | COMM | CS03 | Z001 | V |  | F | RM | PD | ZABB | HGQ | 3410121000 | PC |  | 1 | CNJOCHE21 | [5 empty] | 1 | 0 | PC | 2021-08-31 | 0 | PC
VTS-OT-D4170-8020S | JDZX17-6R 4.16/v3 0.23/v3 KV |  | 121EL-VT | 3GB |  | 12H | COMM | CS03 | Z001 | V |  | F | RM | PD | ZABB | HGQ | 3410121000 | PC |  | 1 | CNGELI3 | [5 empty] | 1 | 0 | PC | 2019-11-25 | 0 | PC
VTS-OT-D4178-5423 | JDZX10-6C1 4.16/v3¦.115/v3¦.115/3kV 0.5/ |  | 121EL | 3GB |  | 12H | COMM | CS03 | Z001 | V |  | F | RM | PD | ZABB | HGQ | 3410120000 | PC |  | 1 | Y_PPM_01 | [5 empty] | 1 | 0 | PC | 2007-12-31 | 0 | PC
VTS-OT-D417J-8823S | JDZX17-6R 4.16/v3 0.23/v3 0.23/3KV |  | 121EL-VT | 3GB |  | 12H | COMM | CS03 | Z001 | V |  | F | RM | PD | ZABB | HGQ | 3410121000 | PC |  | 1 | CNGELI3 | [5 empty] | 1 | 0 | PC | 2019-11-25 | 0 | PC
VTS-OT-D4199-223ES | JDZXR-6C 4.16/V3:0.24/V3:0.12/V3 |  | 121EL-VT | 3GD |  | 12H | COMM | CS03 | Z001 | V |  | F | RM | PD | ZABB | HGQ | 3410121000 | PC |  | 1 | CNJOCHE21 | [5 empty] | 1 | 0 | PC | 2021-08-31 | 0 | PC
VTS-OT-D4210-4020 | JDZX15-20 22/v3 0.11/v3 kV 50VA/CL0.5 |  | 121EL-VT |  |  | B03 | COMM | CS03 | Z001 | V |  | F | RM | PD | ZABB | HGQ | 3410121000 | PC |  | 1 | CNXIHE4 | [5 empty] | 1 | 0 | PC | 2011-05-05 | 0 | PC
VTS-OT-D4210-4020S | JDZX15-20R 22/v3 0.1/v3 kV 50VA/CL0.5 |  | 121EL-VT |  |  | B03 | COMM | CS03 | Z001 | V |  | F | RM | PD | ZABB | HGQ | 3410121000 | PC |  | 1 | T_GUIHUA_YE | [5 empty] | 1 | 0 | PC | 2011-11-17 | 0 | PC
VTS-OT-D4210-L020S | JDZX15-20R 22/√3/0.11/√3;0.5, 10VA |  | 121EL-VT | 3GB |  | 12H | COMM | CS03 | Z001 | V |  | F | RM | PD | ZABB | HGQ | 3410121000 | PC |  | 1 | CNDUYAN | [5 empty] | 1 | 0 | PC | 2020-11-12 | 0 | PC
VTS-OT-D4211-1413S | JDZX15-20R 22/v3 0.1/v3 0.1/3KV 0.2/3P |  | 121EL-VT | 3GB |  | 12H | COMM | CS03 | Z001 | V |  | F | RM | PD | ZABB | HGQ | 3410121000 | PC |  | 1 | T_GUIHUA_YE | [5 empty] | 1 | 0 | PC | 2012-11-05 | 0 | PC
VTS-OT-D4211-1423S | JDZX15-20R 22/v3 0.1/v3 0.1/3KV 0.5/3P |  | 121EL-VT |  |  | B03 | COMM | CS03 | Z001 | V |  | F | RM | PD | ZABB | HGQ | 3410121000 | PC |  | 1 | T_GUIHUA_YE | [5 empty] | 1 | 0 | PC | 2012-11-05 | 0 | PC
VTS-OT-D4211-2413S | JDZX15-20R 22/v3 0.1/v3 0.1/3 kV |  | 121EL-VT | 3GB |  | 12H | COMM | CS03 | Z001 | V |  | F | RM | PD | ZABB | HGQ | 3410121000 | PC |  | 1 | CNXIHE4 | [5 empty] | 1 | 0 | PC | 2016-03-14 | 0 | PC
VTS-OT-D4211-4423 | JDZX15-20 22000/v3 100/v3 100/3V;50VA/CL |  | 121EL-VT | 3GB |  | 12H | COMM | CS03 | Z001 | V |  | F | RM | PD | ZABB | HGQ | 3410121000 | PC |  | 1 | CNXIHE4 | [5 empty] | 1 | 0 | PC | 2010-03-24 | 0 | PC
VTS-OT-D4211-4823S | JDZX15-20R 22/v3 0.1/v3 0.1/3KV 0.5/3P |  | 121EL-VT | 3GB |  | 12H | COMM | CS03 | Z001 | V |  | F | RM | PD | ZABB | HGQ | 3410121000 | PC |  | 1 | CNXIHE4 | [5 empty] | 1 | 0 | PC | 2013-06-19 | 0 | PC
VTS-OT-D4211-L431S | JDZX15-20R 22 kV/rt3: 100V/rt3 : 100V/3 |  | 121EL-VT |  |  | B03 | COMM | CS03 | Z001 | V |  | F | RM | PD | ZABB | HGQ | 3410121000 | PC |  | 1 | CNXIHE4 | [5 empty] | 1 | 0 | PC | 2013-07-04 | 0 | PC
VTS-OT-D42114423S1 | JDZX15-20R 22/v3 0.1/v3 0.1/3KV 0.5/3P |  | 121EL-VT |  |  | B03 | COMM | CS03 | Z001 | V |  | F | RM | PD | ZABB | HGQ | 3410121000 | PC |  | 1 | T_GUIHUA_YE | [5 empty] | 1 | 0 | PC | 2012-11-05 | 0 | PC
VTS-OT-D42114423S2 | JDZX13-20R2 22/v3 0.1/v3 0.1/3 kV 0.5/3P |  | 121EL-VT | 3GB |  | 12H | COMM | CS03 | Z001 | V |  | F | RM | PD | ZABB | HGQ | 3410121000 | PC |  | 1 | T_GUIHUA_YE | [5 empty] | 1 | 0 | PC | 2013-02-17 | 0 | PC
VTS-OT-D42114823S1 | JDZX15-20R 22/v3 0.1/v3 0.1/3 kV |  | 121EL-VT | 3GB |  | 12H | COMM | CS03 | Z001 | V |  | F | RM | PD | ZABB | HGQ | 3410121000 | PC |  | 1 | CNGELI3 | [5 empty] | 1 | 0 | PC | 2019-09-17 | 0 | PC
VTS-OT-D42114823S2 | JDZX15-20R 22/v3 0.1/v3 0.1/3 kV |  | 121EL-VT | 3GB |  | 12H | COMM | CS03 | Z001 | V |  | F | RM | PD | ZABB | HGQ | 3410121000 | PC |  | 1 | CNGELI3 | [5 empty] | 1 | 0 | PC | 2020-02-24 | 0 | PC
VTS-OT-D4213-1113S | JDZX15-20R 22/v3 0.1/v3 0.1/v3 kV |  | 121EL-VT | 3GB |  | 12H | COMM | CS03 | Z001 | V |  | F | RM | PD | ZABB | HGQ | 3410121000 | PC |  | 1 | CNXIHE4 | [5 empty] | 1 | 0 | PC | 2013-02-06 | 0 | PC
VTS-OT-D4213-2223S | JDZX15-20R 22/v3 0.1/v3 0.1/v3 kV |  | 121EL-VT | 3GB |  | 12H | COMM | CS03 | Z001 | V |  | F | RM | PD | ZABB | HGQ | 3410121000 | PC |  | 1 | CNXIHE4 | [5 empty] | 1 | 0 | PC | 2013-02-06 | 0 | PC
VTS-OT-D4213-4423S | JDZX15-20R 22:√3/0.1:√3/0.1:√3 |  | 121EL-VT | 3GB |  | 12H | COMM | CS03 | Z001 | V |  | F | RM | PD | ZABB | HGQ | 3410121000 | PC |  | 1 | CNJOCHE21 | [5 empty] | 1 | 0 | PC | 2021-07-05 | 0 | PC
VTS-OT-D4213-4823S | JDZX15-20R 22/v3 0.1/v3 0.1/v3 kV |  | 121EL-VT |  |  | 129 | COMM | CS03 | Z001 | V |  | F | RM | PD | ZABB | HGQ | 3410121000 | PC |  | 1 | CNGELI3 | [5 empty] | 1 | 0 | PC | 2019-09-12 | 0 | PC
VTS-OT-D4213-LL13S | JDZX15-20R 22/v3 0.1/v3 0.1/v3kV |  | 121EL-VT | 3GB |  | 12H | COMM | CS03 | Z001 | V |  | F | RM | PD | ZABB | HGQ | 3410121000 | PC |  | 1 | CNXIHE4 | [5 empty] | 1 | 0 | PC | 2014-05-14 | 0 | PC
VTS-OT-D4213-LL23S | JDZX15-20R 22/v3 0.1/v3 0.1/v3kV |  | 121EL-VT | 3GB |  | 12H | COMM | CS03 | Z001 | V |  | F | RM | PD | ZABB | HGQ | 3410121000 | PC |  | 1 | CNXIHE4 | [5 empty] | 1 | 0 | PC | 2014-05-06 | 0 | PC
VTS-OT-D42134823S1 | JDZX15-20R 22/v3 0.1/v3 0.1/v3 kV |  | 121EL-VT |  |  | 129 | COMM | CS03 | Z001 | V |  | F | RM | PD | ZABB | HGQ | 3410121000 | PC |  | 1 | CNGELI3 | [5 empty] | 1 | 0 | PC | 2020-02-21 | 0 | PC
VTS-OT-D4220-1020S | JDZX15-20R 22/rt3 0.11/rt3 kV W.TU |  | 121EL-VT | 3GB |  | 12H | COMM | CS03 | Z001 | V |  | F | RM | PD | ZABB | HGQ | 3410121000 | PC |  | 1 | T_GUIHUA_YE | [5 empty] | 1 | 0 | PC | 2014-05-16 | 0 | PC
VTS-OT-D4220-1030S | JDZX15-20R 22/v3 0.11/v3 kV CL3P/15 VA |  | 121EL-VT | 3GB |  | 12H | COMM | CS03 | Z001 | V |  | F | RM | PD | ZABB | HGQ | 3410121000 | PC |  | 1 | CNXIHE4 | [5 empty] | 1 | 0 | PC | 2013-03-05 | 0 | PC
VTS-OT-D4220-2010 | JDZX13-20 22/v3 0.11/v3kV,30VA/CL0.2 |  | 121EL-VT | 3GB |  | 12H | COMM | CS03 | Z001 | V |  | F | RM | PD | ZABB | HGQ | 3410121000 | PC |  | 1 | CNXIHE4 | [5 empty] | 1 | 0 | PC | 2014-06-03 | 0 | PC
VTS-OT-D4220-2080S | JDZX15-20R 22/v3 0.11/v3kV,30VA/CL3P |  | 121EL-VT | 3GB |  | 12H | COMM | CS03 | Z001 | V |  | F | RM | PD | ZABB | HGQ | 3410121000 | PC |  | 1 | CNDUYAN | [5 empty] | 1 | 0 | PC | 2019-01-24 | 0 | PC
VTS-OT-D4220-4020 | JDZX15-20 22000/v3 110/v3V 50VA/CL0.5 |  | 121EL-VT | 3GB |  | 12H | COMM | CS03 | Z001 | V |  | F | RM | PD | ZABB | HGQ | 3410121000 | PC |  | 1 | CNXIHE4 | [5 empty] | 1 | 0 | PC | 2010-12-09 | 0 | PC
VTS-OT-D4220-4020S | JDZX15-20R 22/v3 0.11/v3 |  | 121EL-VT | 3GB |  | 12H | COMM | CS03 | Z001 | V |  | F | RM | PD | ZABB | HGQ | 3410121000 | PC |  | 1 | CNXIHE4 | [5 empty] | 1 | 0 | PC | 2010-01-26 | 0 | PC
VTS-OT-D4220-8020 | JDZX15-20 22000/v3 110/v3V;100VA/CL0.5 |  | 121EL-VT |  |  | B03 | COMM | CS03 | Z001 | V |  | F | RM | PD | ZABB | HGQ | 3410121000 | PC |  | 1 | CNXIHE4 | [5 empty] | 1 | 0 | PC | 2010-05-21 | 0 | PC
VTS-OT-D4220-8030S | JDZX15-20R 22/v3 0.11/v3 100VA/CL1.0 |  | 121EL-VT | 3GB |  | 12H | COMM | CS03 | Z001 | V |  | F | RM | PD | ZABB | HGQ | 3410121000 | PC |  | 1 | T_GUIHUA_YE | [5 empty] | 1 | 0 | PC | 2011-07-27 | 0 | PC
VTS-OT-D4220-8090 | JDZX15-20 22/v3 0.11/v3kV 0.5＆3P |  | 121EL-VT | 3GB |  | 12H | COMM | CS03 | Z001 | V |  | F | RM | PD | ZABB | HGQ | 3410121000 | PC |  | 1 | CNDUYAN | [5 empty] | 1 | 0 | PC | 2020-05-28 | 0 | PC
VTS-OT-D4220-80H0 | JDZX15-20 22/v3 0.11/v3 kV CL 0.5&1P/100 |  | 121EL-VT | 3GB |  | 12H | COMM | CS03 | Z001 | V |  | F | RM | PD | ZABB | HGQ | 3410121000 | PC |  | 1 | T_GUIHUA_YE | [5 empty] | 1 | 0 | PC | 2015-03-03 | 0 | PC
VTS-OT-D4220-H080S | JDZX15-20R 22/V3:0.11/V3 |  | 121EL-VT | 3GB |  | 12H | COMM | CS03 | Z001 | V |  | F | RM | PD | ZABB | HGQ | 3410121000 | PC |  | 1 | CNDUYAN | [5 empty] | 1 | 0 | PC | 2020-05-22 | 0 | PC
VTS-OT-D4220-H090 | JDZX15-20 22/v3:0.11/v3 CL0.5&3P,25VA |  | 121EL-VT | 3GB |  | 12H | COMM | CS03 | Z001 | V |  | F | RM | PD | ZABB | HGQ | 3410121000 | PC |  | 1 | CNXIHE4 | [5 empty] | 1 | 0 | PC | 2013-11-25 | 0 | PC
VTS-OT-D4220-I010S | JDZX15-20R 22/√3/0.11/√3kV |  | 121EL-VT | 3GB |  | 12H | COMM | CS03 | Z001 | V |  | F | RM | PD | ZABB | HGQ | 3410121000 | PC |  | 1 | CNJISU10 | [5 empty] | 1 | 0 | PC | 2021-11-05 | 0 | PC
VTS-OT-D4220-J020 | JDZX15-20 22/v3 0.11/v3kV, 80VA/CL0.5 |  | 121EL-VT | 3GB |  | 12H | COMM | CS03 | Z001 | V |  | F | RM | PD | ZABB | HGQ | 3410121000 | PC |  | 1 | CNXIHE4 | [5 empty] | 1 | 0 | PC | 2013-04-03 | 0 | PC
VTS-OT-D4220-J020S | JDZX15-20R 22/v3 0.11/v3kV,80VA/CL0.5 |  | 121EL-VT | 3GB |  | 12H | COMM | CS03 | Z001 | V |  | F | RM | PD | ZABB | HGQ | 3410121000 | PC |  | 1 | CNXIHE4 | [5 empty] | 1 | 0 | PC | 2013-04-03 | 0 | PC
VTS-OT-D4220-J090S | JDZX15-20R 22kV/v3 0.11kV/v3 kV CL0.5&3P |  | 121EL-VT | 3GB |  | 12H | COMM | CS03 | Z001 | V |  | F | RM | PD | ZABB | HGQ | 3410121000 | PC |  | 1 | T_GUIHUA_YE | [5 empty] | 1 | 0 | PC | 2014-11-25 | 0 | PC
VTS-OT-D42201020S1 | JDZX15-20R 22/v3 .11/v3KV 0.5 |  | 121EL-VT | 3GB |  | 12H | COMM | CS03 | Z001 | V |  | F | RM | PD | ZABB | HGQ | 3410121000 | PC |  | 1 | CNGELI3 | [5 empty] | 1 | 0 | PC | 2019-02-13 | 0 | PC
VTS-OT-D42204020-1 | JDZX15-20 22/v3 0.11/v3 kV 50VA/CL0.5 |  | 121EL-VT | 3GB |  | 12H | COMM | CS03 | Z001 | V |  | F | RM | PD | ZABB | HGQ | 3410121000 | PC |  | 1 | CNXIHE4 | [5 empty] | 1 | 0 | PC | 2011-05-05 | 0 | PC
VTS-OT-D42204020-2 | JDZX15-20 22/v3 0.11/v3 kV 50VA/CL0.5 |  | 121EL-VT | 3GB |  | 12H | COMM | CS03 | Z001 | V |  | F | RM | PD | ZABB | HGQ | 3410121000 | PC |  | 1 | T_GUIHUA_YE | [5 empty] | 1 | 0 | PC | 2011-11-22 | 0 | PC
VTS-OT-D42204020-3 | JDZX15-20 22/v3 0.11/v3 kV 50VA/0.5 |  | 121EL-VT | 3GB |  | 12H | COMM | CS03 | Z001 | V |  | F | RM | PD | ZABB | HGQ | 3410121000 | PC |  | 1 | CNXIHE4 | [5 empty] | 1 | 0 | PC | 2016-03-07 | 0 | PC
VTS-OT-D42204020S1 | JDZX15-20R 22/v3 0.11/v3 50VA/CL0.5 |  | 121EL-VT | 3GB |  | 12H | COMM | CS03 | Z001 | V |  | F | RM | PD | ZABB | HGQ | 3410121000 | PC |  | 1 | CNXIHE4 | [5 empty] | 1 | 0 | PC | 2010-12-10 | 0 | PC
VTS-OT-D42204020S2 | JDZX15-20R 22/v3 0.11/v3 kV 50VA/CL0.5 |  | 121EL-VT | 3GB |  | 12H | COMM | CS03 | Z001 | V |  | F | RM | PD | ZABB | HGQ | 3410121000 | PC |  | 1 | T_GUIHUA_YE | [5 empty] | 1 | 0 | PC | 2011-11-22 | 0 | PC
VTS-OT-D42204020S3 | JDZX15-20R 22/rt3 0.11/rt3 kV W.TU |  | 121EL-VT | 3GB |  | 12H | COMM | CS03 | Z001 | V |  | F | RM | PD | ZABB | HGQ | 3410121000 | PC |  | 1 | T_GUIHUA_YE | [5 empty] | 1 | 0 | PC | 2014-05-16 | 0 | PC
VTS-OT-D42204020S4 | JDZX15-20R 22/v3 0.11/v3kV 50VA/CL0.5 |  | 121EL-VT | 3GB |  | 12H | COMM | CS03 | Z001 | V |  | F | RM | PD | ZABB | HGQ | 3410121000 | PC |  | 1 | CNXIHE4 | [5 empty] | 1 | 0 | PC | 2014-09-04 | 0 | PC
VTS-OT-D42208020-1 | JDZX15-20 22/v3 0.11/v3 kV, 100VA/CL0.5 |  | 121EL-VT | 3GB |  | 12H | COMM | CS03 | Z001 | V |  | F | RM | PD | ZABB | HGQ | 3410121000 | PC |  | 1 | CNXIHE4 | [5 empty] | 1 | 0 | PC | 2013-08-23 | 0 | PC
VTS-OT-D42208020S1 | JDZX15-20R 22 /v3 0.11/v3 kV 100VA/CL0.5 |  | 121EL-VT | 3GB |  | 12H | COMM | CS03 | Z001 | V |  | F | RM | PD | ZABB | HGQ | 3410121000 | PC |  | 1 | T_GUIHUA_YE | [5 empty] | 1 | 0 | PC | 2015-07-09 | 0 | PC
VTS-OT-D42208020S2 | JDZX15-20R 22/v3 0.11/v3kV 100VA/CL0.5 |  | 121EL-VT | 3GB |  | 12H | COMM | CS03 | Z001 | V |  | F | RM | PD | ZABB | HGQ | 3410121000 | PC |  | 1 | CNXIHE4 | [5 empty] | 1 | 0 | PC | 2016-01-21 | 0 | PC
VTS-OT-D42208020S3 | JDZX11-35R 22/v3/0.11/v3 kV |  | 121EL-VT | 3GB |  | 12H | COMM | CS03 | Z001 | V |  | F | RM | PD | ZABB | HGQ | 3410121000 | PC |  | 1 | CNGELI3 | [5 empty] | 1 | 0 | PC | 2019-06-17 | 0 | PC
VTS-OT-D42208030S1 | JDZX15-20R 22000/v3 110/v3 |  | 121EL-VT | 3GB |  | 12H | COMM | CS03 | Z001 | V |  | F | RM | PD | ZABB | HGQ | 3410121000 | PC |  | 1 | T_GUIHUA_YE | [5 empty] | 1 | 0 | PC | 2016-02-15 | 0 | PC
VTS-OT-D4220J020-1 | JDZX15-20 22/v3 0.11/v3 kV 80VA/CL0.5 |  | 121EL-VT | 3GB |  | 12H | COMM | CS03 | Z001 | V |  | F | RM | PD | ZABB | HGQ | 3410121000 | PC |  | 1 | T_GUIHUA_YE | [5 empty] | 1 | 0 | PC | 2014-10-24 | 0 | PC
VTS-OT-D4222-1113S | JDZX15-20R 22/v3 0.11/v3 0.11/3KV 0.2/3p |  | 121EL-VT |  |  | 12Q | COMM | CS03 | Z001 | V |  | F | RM | PD | ZABB | HGQ | 3410121000 | PC |  | 1 | CNXIHE4 | [5 empty] | 1 | 0 | PC | 2010-03-01 | 0 | PC
VTS-OT-D4222-2223S | JDZX15-20R 22kV/rt3: 110V/rt3: 110V/3 |  | 121EL-VT | 3GB |  | 12H | COMM | CS03 | Z001 | V |  | F | RM | PD | ZABB | HGQ | 3410121000 | PC |  | 1 | CNXIHE4 | [5 empty] | 1 | 0 | PC | 2011-01-29 | 0 | PC
VTS-OT-D4222-2413S | JDZX15-20R 22kV/root3 : 110V/root3 : 110 |  | 121EL-VT | 3GB |  | 12H | COMM | CS03 | Z001 | V |  | F | RM | PD | ZABB | HGQ | 3410121000 | PC |  | 1 | CNDUYAN | [5 empty] | 1 | 0 | PC | 2018-11-27 | 0 | PC
VTS-OT-D4222-2423 | JDZX15-20 22000/v3 110/v3 110/3V 30VA/CL |  | 121EL-VT | 3GB |  | 12H | COMM | CS03 | Z001 | V |  | F | RM | PD | ZABB | HGQ | 3410121000 | PC |  | 1 | CNXIHE4 | [5 empty] | 1 | 0 | PC | 2010-08-17 | 0 | PC
VTS-OT-D4222-2423S | JDZX15-20R 22000/v3 110/v3 110/3V 30VA/ |  | 121EL-VT | 3GB |  | 12H | COMM | CS03 | Z001 | V |  | F | RM | PD | ZABB | HGQ | 3410121000 | PC |  | 1 | CNXIHE4 | [5 empty] | 1 | 0 | PC | 2010-08-17 | 0 | PC
VTS-OT-D4222-24C3S | JDZX15-20R 22/v3 0.11/v3 0.11/3kV |  | 121EL-VT | 3GB |  | 12H | COMM | CS03 | Z001 | V |  | F | RM | PD | ZABB | HGQ | 3410121000 | PC |  | 1 | CNXIHE4 | [5 empty] | 1 | 0 | PC | 2014-04-02 | 0 | PC
VTS-OT-D4222-4422S | JDZX15-20R 22/v3 0.11/v3 0.11/v3 kV |  | 121EL-VT | 3GB |  | 12H | COMM | CS03 | Z001 | V |  | F | RM | PD | ZABB | HGQ | 3410121000 | PC |  | 1 | CNXIHE4 | [5 empty] | 1 | 0 | PC | 2015-07-06 | 0 | PC
VTS-OT-D4222-4423 | JDZX15-20 22000/v3 110/v3 110/3V 50VA/CL |  | 121EL-VT | 3GB |  | 12H | COMM | CS03 | Z001 | V |  | F | RM | PD | ZABB | HGQ | 3410121000 | PC |  | 1 | CNXIHE4 | [5 empty] | 1 | 0 | PC | 2011-05-06 | 0 | PC
VTS-OT-D4222-4423S | JDZX15-20R 22/v3 0.11/v3 0.11/3KV 0.5/3p |  | 121EL-VT | 3GB |  | 12H | COMM | CS03 | Z001 | V |  | F | RM | PD | ZABB | HGQ | 3410121000 | PC |  | 1 | CNXIHE4 | [5 empty] | 1 | 0 | PC | 2010-01-29 | 0 | PC
VTS-OT-D4222-8423S | JDZX15-20R 22000/v3 110/v3 110/3V |  | 121EL-VT | 3GB |  | 12H | COMM | CS03 | Z001 | V |  | F | RM | PD | ZABB | HGQ | 3410121000 | PC |  | 1 | CNXIHE4 | [5 empty] | 1 | 0 | PC | 2010-10-27 | 0 | PC
VTS-OT-D4222-8433S | JDZX15-20R 20000/v3 110/v3 110/3V |  | 121EL-VT | 3GB |  | 12H | COMM | CS03 | Z001 | V |  | F | RM | PD | ZABB | HGQ | 3410121000 | PC |  | 1 | CNXIHE4 | [5 empty] | 1 | 0 | PC | 2010-11-09 | 0 | PC
VTS-OT-D4222-8823 | JDZX11-35W 22/v3¦.11/v3¦.11/3kV 0.5/3P |  | 121EL | 3GB |  | 12H | COMM | CS03 | Z001 | V |  | F | RM | PD | ZABB | HGQ | 3410120000 | PC |  | 1 | Y_PPM_01 | [5 empty] | 1 | 0 | PC | 2007-12-04 | 0 | PC
VTS-OT-D4222-8823S | JDZX15-20R 22/v3¦0.11/v3¦0.11/3KV 0.5/3p |  | 121EL-VT | 3GB |  | 12H | COMM | CS03 | Z001 | V |  | F | RM | PD | ZABB | HGQ | 3410121000 | PC |  | 1 | CNXIHE4 | [5 empty] | 1 | 0 | PC | 2009-10-29 | 0 | PC
VTS-OT-D4222-8833 | JDZX15-20 22/v3 0.11/v3 kV 0.11/3kV |  | 121EL-VT | 3GB |  | 12H | COMM | CS03 | Z001 | V |  | F | RM | PD | ZABB | HGQ | 3410121000 | PC |  | 1 | CNXIHE4 | [5 empty] | 1 | 0 | PC | 2017-07-05 | 0 | PC
VTS-OT-D4222-8833S | JDZX15-20R 22000/v3 110/v3 110/3V |  | 121EL-VT | 3GB |  | 12H | COMM | CS03 | Z001 | V |  | F | RM | PD | ZABB | HGQ | 3410121000 | PC |  | 1 | CNXIHE4 | [5 empty] | 1 | 0 | PC | 2010-10-20 | 0 | PC
VTS-OT-D4222-HH23S | JDZX15-20R 22/v3 0.11/v3 0.11/3 kV W.TUB |  | 121EL-VT | 3GB |  | 12H | COMM | CS03 | Z001 | V |  | F | RM | PD | ZABB | HGQ | 3410121000 | PC |  | 1 | T_GUIHUA_YE | [5 empty] | 1 | 0 | PC | 2012-08-13 | 0 | PC
VTS-OT-D4222-HH9FS | JDZX15-20R 22/√3 / 0.11/√3 / 0.11/√3 kV |  | 121EL-VT | 3GB |  | 12H | COMM | CS03 | Z001 | V |  | F | RM | PD | ZABB | HGQ | 3410121000 | PC |  | 1 | CNJOCHE21 | [5 empty] | 1 | 0 | PC | 2020-12-17 | 0 | PC
VTS-OT-D4222-I413S | JDZX15-20R 22/√3/0.11/√3/0.11/3kV |  | 121EL-VT | 3GB |  | 12H | COMM | CS03 | Z001 | V |  | F | RM | PD | ZABB | HGQ | 3410121000 | PC |  | 1 | CNJOCHE21 | [5 empty] | 1 | 0 | PC | 2021-07-01 | 0 | PC
VTS-OT-D4222-I423S | JDZX15-20R5 22/√3/0.11/√3/0.11/3kV |  | 121EL-VT | 3GB |  | 12H | COMM | CS03 | Z001 | V |  | F | RM | PD | ZABB | HGQ | 3410121000 | PC |  | 1 | CNJOCHE21 | [5 empty] | 1 | 0 | PC | 2021-08-04 | 0 | PC
VTS-OT-D4222-II13S | JDZX15-20R 22000/v3 110/v3 110/3V |  | 121EL-VT | 3GB |  | 12H | COMM | CS03 | Z001 | V |  | F | RM | PD | ZABB | HGQ | 3410121000 | PC |  | 1 | CNXIHE4 | [5 empty] | 1 | 0 | PC | 2010-12-10 | 0 | PC
VTS-OT-D4222-J823S | JDZX15-20R 22/v3 0.11/v3 0.11/3 kV |  | 121EL-VT | 3GB |  | 12H | COMM | CS03 | Z001 | V |  | F | RM | PD | ZABB | HGQ | 3410121000 | PC |  | 1 | CNXIHE4 | [5 empty] | 1 | 0 | PC | 2012-10-25 | 0 | PC
VTS-OT-D4222-L413S | JDZX15-20R 22/v3 0.11/v3 0.11/3 kV |  | 121EL-VT | 3GB |  | 12H | COMM | CS03 | Z001 | V |  | F | RM | PD | ZABB | HGQ | 3410121000 | PC |  | 1 | CNXIHE4 | [5 empty] | 1 | 0 | PC | 2014-06-06 | 0 | PC
VTS-OT-D42224423-1 | JDZX15-20 22/v3 0.11/v3 0.11/3 kV |  | 121EL-VT | 3GB |  | 12H | COMM | CS03 | Z001 | V |  | F | RM | PD | ZABB | HGQ | 3410121000 | PC |  | 1 | CNXIHE4 | [5 empty] | 1 | 0 | PC | 2012-12-21 | 0 | PC
VTS-OT-D42224423-2 | JDZX15-20 22kV/root3:110V/root3:110V/3 |  | 121EL-VT | 3GB |  | 12H | COMM | CS03 | Z001 | V |  | F | RM | PD | ZABB | HGQ | 3410121000 | PC |  | 1 | CNDUYAN | [5 empty] | 1 | 0 | PC | 2018-03-13 | 0 | PC
VTS-OT-D42224423S1 | JDZX15-20R 22/v3 0.11/v3 0.11/3 kV |  | 121EL-VT | 3GB |  | 12H | COMM | CS03 | Z001 | V |  | F | RM | PD | ZABB | HGQ | 3410121000 | PC |  | 1 | CNXIHE4 | [5 empty] | 1 | 0 | PC | 2016-03-07 | 0 | PC
VTS-OT-D42228423S1 | JDZX15-20R 22kV/root3 : 110V/root3 : 110 |  | 121EL-VT | 3GB |  | 12H | COMM | CS03 | Z001 | V |  | F | RM | PD | ZABB | HGQ | 3410121000 | PC |  | 1 | CNDUYAN | [5 empty] | 1 | 0 | PC | 2018-06-12 | 0 | PC
VTS-OT-D42228823-1 | JDZX15-20 22/v3 0.11/v3 0.11/3kV,0.5/3P |  | 121EL-VT |  |  | B03 | COMM | CS03 | Z001 | V |  | F | RM | PD | ZABB | HGQ | 3410121000 | PC |  | 1 | CNXIHE4 | [5 empty] | 1 | 0 | PC | 2014-07-09 | 0 | PC
VTS-OT-D42228833S1 | JDZX15-20R 22/v3 0.11/v3 kV 0.11/3kV |  | 121EL-VT | 3GB |  | 12H | COMM | CS03 | Z001 | V |  | F | RM | PD | ZABB | HGQ | 3410121000 | PC |  | 1 | CNXIHE4 | [5 empty] | 1 | 0 | PC | 2017-07-04 | 0 | PC
VTS-OT-D4222HH23S1 | JDZX15-20R 22kV/root3 : 110V/root3 : 110 |  | 121EL-VT | 3GB |  | 12H | COMM | CS03 | Z001 | V |  | F | RM | PD | ZABB | HGQ | 3410121000 | PC |  | 1 | CNGELI3 | [5 empty] | 1 | 0 | PC | 2018-10-18 | 0 | PC
VTS-OT-D4224-1113 | JDZX15-20 22/v3 0.11/v3 0.11/v3kV 0.2/3P |  | 121EL-VT | 3GB |  | 12H | COMM | CS03 | Z001 | V |  | F | RM | PD | ZABB | HGQ | 3410121000 | PC |  | 1 | CNXIHE4 | [5 empty] | 1 | 0 | PC | 2015-02-28 | 0 | PC
VTS-OT-D4224-1113S | JDZX15-20R 22/v3 0.11/v3 0.11/v3KV 0.2/3 |  | 121EL-VT | 3GB |  | 12H | COMM | CS03 | Z001 | V |  | F | RM | PD | ZABB | HGQ | 3410121000 | PC |  | 1 | CNXIHE4 | [5 empty] | 1 | 0 | PC | 2010-04-01 | 0 | PC
VTS-OT-D4224-2223 | JDZX15-20 22/v3 0.11/v3 0.11/v3 kV |  | 121EL-VT | 3GB |  | 12H | COMM | CS03 | Z001 | V |  | F | RM | PD | ZABB | HGQ | 3410121000 | PC |  | 1 | T_GUIHUA_YE | [5 empty] | 1 | 0 | PC | 2012-07-05 | 0 | PC
VTS-OT-D4224-2223S | JDZX15-20R 22/v3 0.11/v3 0.11/v3 kV |  | 121EL-RL | 3GB |  | 12H | COMM | CS03 | Z001 | V |  | F | RM | PD | ZABB | HGQ | 3410121000 | PC |  | 1 | CNXIHE4 | [5 empty] | 1 | 0 | PC | 2011-08-18 | 0 | PC
VTS-OT-D4224-4423 | JDZX15-20 22/V3 0.11/V3 0.11/V3 kV |  | 121EL-VT | 3GB |  | 12H | COMM | CS03 | Z001 | V |  | F | RM | PD | ZABB | HGQ | 3410121000 | PC |  | 1 | CNGELI3 | [5 empty] | 1 | 0 | PC | 2020-03-03 | 0 | PC
VTS-OT-D4224-4423S | JDZX15-20R 22/v3 .11/v3 .11/v3 kV W,TUBE |  | 121EL-VT | 3GB |  | 12H | COMM | CS03 | Z001 | V |  | F | RM | PD | ZABB | HGQ | 3410121000 | PC |  | 1 | T_GUIHUA_YE | [5 empty] | 1 | 0 | PC | 2013-11-25 | 0 | PC
VTS-OT-D4224-823CS | JDZX15-20R 22/V3 : 0.11/V3 : 0.11/V3 kV |  | 121EL-VT | 3GB |  | 12H | COMM | CS03 | Z001 | V |  | F | RM | PD | ZABB | HGQ | 3410121000 | PC |  | 1 | CNGELI3 | [5 empty] | 1 | 0 | PC | 2019-04-25 | 0 | PC
VTS-OT-D4224-853CS | JDZX15-20R 22kV/√3: 110V/√3:110V/√3 CL. |  | 121EL-VT | 3GD |  | 12H | COMM | CS03 | Z001 | V |  | F | RM | PD | ZABB | HGQ | 3410121000 | PC |  | 1 | CNJOCHE21 | [5 empty] | 1 | 0 | PC | 2021-01-29 | 0 | PC
VTS-OT-D4224-8I3CS | JDZX15-20R 22000/v3 110/v3 110/v3V |  | 121EL-VT | 3GB |  | 12H | COMM | CS03 | Z001 | V |  | F | RM | PD | ZABB | HGQ | 3410121000 | PC |  | 1 | CNXIHE4 | [5 empty] | 1 | 0 | PC | 2012-01-04 | 0 | PC
VTS-OT-D4224-HH23 | JDZX15-20 22000/sqrt3: 110/sqrt3:110V/sq |  | 121EL-VT |  |  | 129 | COMM | CS03 | Z001 | V |  | F | RM | PD | ZABB | HGQ | 3410121000 | PC |  | 1 | CNGELI3 | [5 empty] | 1 | 0 | PC | 2019-08-01 | 0 | PC
VTS-OT-D4224-HH23S | JDZX15-20R 22/v3 0.11/v3 0.11/v3 kV W.TU |  | 121EL-VT | 3GB |  | 12H | COMM | CS03 | Z001 | V |  | F | RM | PD | ZABB | HGQ | 3410121000 | PC |  | 1 | T_GUIHUA_YE | [5 empty] | 1 | 0 | PC | 2015-02-15 | 0 | PC
VTS-OT-D4224-II13 | JDZX11-35W 22/v3 .11/v3 .11/v3kV,0.2/20 |  | 121EL-VT | 3GB |  | 12H | COMM | CS03 | Z001 | V |  | F | RM | PD | ZABB | HGQ | 3410121000 | PC |  | 1 | CNXIHE4 | [5 empty] | 1 | 0 | PC | 2010-07-27 | 0 | PC
VTS-OT-D4224-II13S | JDZX11-35R 22/v3 .11/v3 .11/v3kV,0.2/20 |  | 121EL-VT | 3GB |  | 12H | COMM | CS03 | Z001 | V |  | F | RM | PD | ZABB | HGQ | 3410121000 | PC |  | 1 | CNXIHE4 | [5 empty] | 1 | 0 | PC | 2010-07-27 | 0 | PC
VTS-OT-D4224-II23S | JDZX15-20R 22/v3 0.11/v3 0.11/v3 kV W.TU |  | 121EL-VT | 3GB |  | 12H | COMM | CS03 | Z001 | V |  | F | RM | PD | ZABB | HGQ | 3410121000 | PC |  | 1 | T_GUIHUA_YE | [5 empty] | 1 | 0 | PC | 2015-02-13 | 0 | PC
VTS-OT-D4224-L123S | JDZX15-20R 22/v3 0.11/v3 0.11/v3 kV |  | 121EL-VT | 3GB |  | 12H | COMM | CS03 | Z001 | V |  | F | RM | PD | ZABB | HGQ | 3410121000 | PC |  | 1 | CNXIHE4 | [5 empty] | 1 | 0 | PC | 2013-03-05 | 0 | PC
VTS-OT-D4224-L423S | JDZX15-20R 22/v3 0.11/v3 0.11/v3 kV |  | 121EL-VT | 3GB |  | 12H | COMM | CS03 | Z001 | V |  | F | RM | PD | ZABB | HGQ | 3410121000 | PC |  | 1 | T_GUIHUA_YE | [5 empty] | 1 | 0 | PC | 2015-08-25 | 0 | PC
VTS-OT-D4224-LL1BS | JDZX15-20R 22/√3/0.11/√3/0.11/√3kV |  | 121EL-VT | 3GB |  | 12H | COMM | CS03 | Z001 | V |  | F | RM | PD | ZABB | HGQ | 3410121000 | PC |  | 1 | CNDUYAN | [5 empty] | 1 | 0 | PC | 2020-11-12 | 0 | PC
VTS-OT-D42242223-1 | JDZX15-20 22/v3 0.11/v3 0.11/v3kV |  | 121EL-VT | 3GB |  | 12H | COMM | CS03 | Z001 | V |  | F | RM | PD | ZABB | HGQ | 3410121000 | PC |  | 1 | CNXIHE4 | [5 empty] | 1 | 0 | PC | 2012-09-04 | 0 | PC
VTS-OT-D42242223S1 | JDZX15-20R 22/v3 0.11/v3 0.11/v3 kV |  | 121EL-VT | 3GB |  | 12H | COMM | CS03 | Z001 | V |  | F | RM | PD | ZABB | HGQ | 3410121000 | PC |  | 1 | T_GUIHUA_YE | [5 empty] | 1 | 0 | PC | 2016-03-03 | 0 | PC
VTS-OT-D42244423S1 | JDZX15-20R 22/v3 0.11/v3 0.11/v3 kV |  | 121EL-VT | 3GB |  | 12H | COMM | CS03 | Z001 | V |  | F | RM | PD | ZABB | HGQ | 3410121000 | PC |  | 1 | CNXIHE4 | [5 empty] | 1 | 0 | PC | 2016-05-19 | 0 | PC
VTS-OT-D4224823CS1 | JDZX15-20R 22/v3 0.11/v3 0.11/v3 kV C1:1 |  | 121EL-VT | 3GB |  | 12H | COMM | CS03 | Z001 | V |  | F | RM | PD | ZABB | HGQ | 3410121000 | PC |  | 1 | CNGELI3 | [5 empty] | 1 | 0 | PC | 2019-11-05 | 0 | PC
VTS-OT-D4224II13-1 | JDZX15-20 22/v3 0.11/v3 0.11/v3kV 0.2/3P |  | 121EL-VT | 3GB |  | 12H | COMM | CS03 | Z001 | V |  | F | RM | PD | ZABB | HGQ | 3410121000 | PC |  | 1 | CNXIHE4 | [5 empty] | 1 | 0 | PC | 2014-06-18 | 0 | PC
VTS-OT-D4224II13-2 | JDZX15-20 22/v3 0.11/v3 0.11/v3 kV |  | 121EL-VT |  |  | B03 | COMM | CS03 | Z001 | V |  | F | RM | PD | ZABB | HGQ | 3410121000 | PC |  | 1 | CNXIHE4 | [5 empty] | 1 | 0 | PC | 2015-09-18 | 0 | PC
VTS-OT-D4224II23S1 | JDZX13-20R2 22/v3 .11/v3 .11/v3KV 0.5/3P |  | 121EL-VT | 3GB |  | 12H | COMM | CS03 | Z001 | V |  | F | RM | PD | ZABB | HGQ | 3410121000 | PC |  | 1 | CNGELI3 | [5 empty] | 1 | 0 | PC | 2019-02-13 | 0 | PC
VTS-OT-D422II13S-1 | JDZX15-20R 22/v3 0.11/v3 0.11/3 kV W.TUB |  | 121EL-VT | 3GB |  | 12H | COMM | CS03 | Z001 | V |  | F | RM | PD | ZABB | HGQ | 3410121000 | PC |  | 1 | T_GUIHUA_YE | [5 empty] | 1 | 0 | PC | 2015-09-23 | 0 | PC
VTS-OT-D4278-8823 | JDZX11-35W 22/v3¦.115/v3¦.115/3kV 0.5/3P |  | 121EL |  |  | 12Q | COMM | CS03 | Z001 | V |  | F | RM | PD | ZABB | HGQ | 3410121000 | PC |  | 1 | CNXIHE4 | [5 empty] | 1 | 0 | PC | 2008-07-18 | 0 | PC
VTS-OT-D4278-8823S | JDZX11-35R 22/v3¦.115/v3¦.115/3kV 0.5/3P |  | 121EL | 3GB |  | 12H | COMM | CS03 | Z001 | V |  | F | RM | PD | ZABB | HGQ | 3410121000 | PC |  | 1 | CNXIHE4 | [5 empty] | 1 | 0 | PC | 2008-07-18 | 0 | PC
VTS-OT-D4310-2020S | JDZXR-10C 13.2/v3 0.1/v3 30VA/ CL0.5 |  | 121EL-VT | 3GB |  | 12H | COMM | CS03 | Z001 | V |  | F | RM | PD | ZABB | HGQ | 3410121000 | PC |  | 1 | CNXIHE4 | [5 empty] | 1 | 0 | PC | 2011-09-06 | 0 | PC
VTS-OT-D4311-1413 | JDZX10-10C1 13.2/v3 0.1/v3 0.1/3kV |  | 121EL-VT | 3GB |  | 12H | COMM | CS03 | Z001 | V |  | F | RM | PD | ZABB | HGQ | 3410121000 | PC |  | 1 | CNGELI3 | [5 empty] | 1 | 0 | PC | 2019-04-03 | 0 | PC
VTS-OT-D4313-112BS | JDZX17-10R 13.2/v3 0.1/v3 0.1/v3 kV |  | 121EL-VT | 3GB |  | 12H | COMM | CS03 | Z001 | V |  | F | RM | PD | ZABB | HGQ | 3410121000 | PC |  | 1 | CNDUYAN | [5 empty] | 1 | 0 | PC | 2020-09-15 | 0 | PC
VTS-OT-D4313-LH23S | JDZXR-10C 13.2/v3 0.1/v3 0.1/v3 kV |  | 121EL-VT | 3GB |  | 12H | COMM | CS03 | Z001 | V |  | F | RM | PD | ZABB | HGQ | 3410121000 | PC |  | 1 | CNXIHE4 | [5 empty] | 1 | 0 | PC | 2011-09-06 | 0 | PC
VTS-OT-D4320-40I0S | JDZXR-10C 13.2kV/v3:0.11kV/v3 |  | 121EL-VT |  |  | B03 | COMM | CS03 | Z001 | V |  | F | RM | PD | ZABB | HGQ | 3410121000 | PC |  | 1 | CNXIHE4 | [5 empty] | 1 | 0 | PC | 2013-11-27 | 0 | PC
VTS-OT-D4320-H020S | JDZXR-10C 13.2/v3 0.11/v3kV 25VA/CL0.5 |  | 121EL-VT | 3GB |  | 12H | COMM | CS03 | Z001 | V |  | F | RM | PD | ZABB | HGQ | 3410121000 | PC |  | 1 | CNXIHE4 | [5 empty] | 1 | 0 | PC | 2013-04-03 | 0 | PC
VTS-OT-D4322-1413S | JDZXR-10C 13.2/v3 0.11/v3 0.11/3 kV |  | 121EL-VT | 3GB |  | 12H | COMM | CS03 | Z001 | V |  | F | RM | PD | ZABB | HGQ | 3410121000 | PC |  | 1 | CNXIHE4 | [5 empty] | 1 | 0 | PC | 2013-05-17 | 0 | PC
VTS-OT-D4322-1423 | JDZX10-10C1 13.2/v3 0.11/v3 0.11/3kV |  | 121EL-VT |  |  | 129 | COMM | CS03 | Z001 | V |  | F | RM | PD | ZABB | HGQ | 3410121000 | PC |  | 1 | CNGELI3 | [5 empty] | 1 | 0 | PC | 2020-02-20 | 0 | PC
VTS-OT-D4322-4423 | JDZX10-10C1 13.2/v3 0.11/v3 0.11/3kV |  | 121EL-VT | 3GB |  | 12H | COMM | CS03 | Z001 | V |  | F | RM | PD | ZABB | HGQ | 3410121000 | PC |  | 1 | CNGELI3 | [5 empty] | 1 | 0 | PC | 2020-02-21 | 0 | PC
VTS-OT-D4322-I413S | JDZXR-10C 13.2/v3 0.11/v3 0.11/3 kV W.TU |  | 121EL-VT | 3GB |  | 12H | COMM | CS03 | Z001 | V |  | F | RM | PD | ZABB | HGQ | 3410121000 | PC |  | 1 | T_GUIHUA_YE | [5 empty] | 1 | 0 | PC | 2014-12-26 | 0 | PC
VTS-OT-D4322-LL23 | JDZX17-10 13.2/v3 0.11/v3 0.11/3 kV |  | 121EL-VT | 3GB |  | 12H | COMM | CS03 | Z001 | V |  | F | RM | PD | ZABB | HGQ | 3410121000 | PC |  | 1 | CNGELI3 | [5 empty] | 1 | 0 | PC | 2019-08-27 | 0 | PC
VTS-OT-D43224423-1 | JDZX10-10C1 13.2/v3/0.11/v3/0.11/3 kV |  | 121EL-VT |  |  | 129 | COMM | CS03 | Z001 | V |  | F | RM | PD | ZABB | HGQ | 3410121000 | PC |  | 1 | CNJOCHE21 | [5 empty] | 1 | 0 | PC | 2021-02-07 | 0 | PC
VTS-OT-D4324-HH23S | JDZXR-10C 13.2/v3 0.11/v3 0.11/v3kV |  | 121EL-VT | 3GB |  | 12H | COMM | CS03 | Z001 | V |  | F | RM | PD | ZABB | HGQ | 3410121000 | PC |  | 1 | CNXIHE4 | [5 empty] | 1 | 0 | PC | 2013-04-03 | 0 | PC
VTS-OT-D4324-I413S | JDZXR-10C 13.2/v3 0.11/v3 0.11/v3 kV W.T |  | 121EL-VT |  |  | B03 | COMM | CS03 | Z001 | V |  | F | RM | PD | ZABB | HGQ | 3410121000 | PC |  | 1 | T_GUIHUA_YE | [5 empty] | 1 | 0 | PC | 2014-12-24 | 0 | PC
VTS-OT-D4324HH23S1 | JDZXR-10C 13.2kV/rt3: 110V/rt3: 110V/rt3 |  | 121EL-VT | 3GB |  | 12H | COMM | CS03 | Z001 | V |  | F | RM | PD | ZABB | HGQ | 3410121000 | PC |  | 1 | CNGELI3 | [5 empty] | 1 | 0 | PC | 2019-10-31 | 0 | PC
VTS-OT-D4330-I020S | JDZXR-10C 13.2/v3 0.12/v3 CL0.5 20VA |  | 121EL-VT | 3GB |  | 12H | COMM | CS03 | Z001 | V |  | F | RM | PD | ZABB | HGQ | 3410121000 | PC |  | 1 | CNGELI3 | [5 empty] | 1 | 0 | PC | 2019-02-28 | 0 | PC
VTS-OT-D4337-II13S | JDZX11-35R 13.2/v3¦.12/v3¦.12/3KV 0.2/3P |  | 121EL | 3GB |  | 12H | COMM | CS03 | Z001 | V |  | F | RM | PD | ZABB | HGQ | 3410120000 | PC |  | 1 | Y_PPM_01 | [5 empty] | 1 | 0 | PC | 2007-12-04 | 0 | PC
VTS-OT-D4339-112BS | JDZX17-10R 13.2/v3 0.12/v3 0.12/v3 kV |  | 121EL-VT | 3GB |  | 12H | COMM | CS03 | Z001 | V |  | F | RM | PD | ZABB | HGQ | 3410121000 | PC |  | 1 | CNDUYAN | [5 empty] | 1 | 0 | PC | 2020-09-15 | 0 | PC
VTS-OT-D4339-LL13 | JDZX10-10C1 13.2/v3 0.12/v3 0.12/v3kV |  | 121EL-VT | 3GB |  | 12H | COMM | CS03 | Z001 | V |  | F | RM | PD | ZABB | HGQ | 3410121000 | PC |  | 1 | CNXIHE4 | [5 empty] | 1 | 0 | PC | 2016-02-02 | 0 | PC
VTS-OT-D4339-LL13S | JDZXR-10C 13.2/v3 0.12/v3 0.12/v3 kV |  | 121EL-VT | 3GB |  | 12H | COMM | CS03 | Z001 | V |  | F | RM | PD | ZABB | HGQ | 3410121000 | PC |  | 1 | CNXIHE4 | [5 empty] | 1 | 0 | PC | 2013-05-31 | 0 | PC
VTS-OT-D4339-RR13S | JDZXR-10C 13.2/v3 0.12/v3 0.12/v3 kV |  | 121EL-VT | 3GB |  | 129 | COMM | CS03 | Z001 | V |  | F | RM | PD | ZABB | HGQ | 3410121000 | PC |  | 1 | CNGELI3 | [5 empty] | 1 | 0 | PC | 2020-03-23 | 0 | PC
VTS-OT-D4339LL13S1 | JDZXR-10C 13.2/v3 0.12/v3 0.12/v3kV |  | 121EL-VT | 3GB |  | 12H | COMM | CS03 | Z001 | V |  | F | RM | PD | ZABB | HGQ | 3410121000 | PC |  | 1 | CNGELI3 | [5 empty] | 1 | 0 | PC | 2019-02-19 | 0 | PC
VTS-OT-D4342-I413S | JDZXR-10C 13.2/v3 0.11/v3 0.11/3 kV |  | 121EL-VT | 3GB |  | 12H | COMM | CS03 | Z001 | V |  | F | RM | PD | ZABB | HGQ | 3410121000 | PC |  | 1 | CNXIHE4 | [5 empty] | 1 | 0 | PC | 2012-06-08 | 0 | PC
VTS-OT-D4410-8020 | JDZX17-10R 13.8/v3 0.1/v3KV 100VA/CL0.5 |  | 121EL-VT | 3GB |  | 12H | COMM | CS03 | Z001 | V |  | F | RM | PD | ZABB | HGQ | 3410121000 | PC |  | 1 | CNXIHE4 | [5 empty] | 1 | 0 | PC | 2011-01-11 | 0 | PC
VTS-OT-D4410-8030 | JDZX10-10C1 13.8/v3 0.1/v3 kV |  | 121EL-VT | 3GB |  | 12H | COMM | CS03 | Z001 | V |  | F | RM | PD | ZABB | HGQ | 3410121000 | PC |  | 1 | CNXIHE4 | [5 empty] | 1 | 0 | PC | 2016-01-26 | 0 | PC
VTS-OT-D4410-H010 | JDZX10-10C1 13.8/v3 0.1/v3KV 25VA/CL0.2 |  | 121EL-VT | 3GB |  | 12H | COMM | CS03 | Z001 | V |  | F | RM | PD | ZABB | HGQ | 3410121000 | PC |  | 1 | CNHUCHE9 | [5 empty] | 1 | 0 | PC | 2013-09-02 | 0 | PC
VTS-OT-D4411-2823 | JDZXR-10C 13.8/v3 0.1/v3 0.1/3KV 30VA/ |  | 121EL-VT | 3GB |  | 12H | COMM | CS03 | Z001 | V |  | F | RM | PD | ZABB | HGQ | 3410121000 | PC |  | 1 | CNXIHE4 | [5 empty] | 1 | 0 | PC | 2011-05-31 | 0 | PC
VTS-OT-D4411-2823S | JDZXR-10C 13.8kV/rt3: 100V/rt3: 100V/3 |  | 121EL-VT | 3GB |  | 12H | COMM | CS03 | Z001 | V |  | F | RM | PD | ZABB | HGQ | 3410121000 | PC |  | 1 | CNXIHE4 | [5 empty] | 1 | 0 | PC | 2012-09-12 | 0 | PC
VTS-OT-D4411-4423 | JDZXR-10C-13.8/v3 .1/v3 .1/3-60Hz |  | 121EL-VT | 3GD |  | 12H | COMM | CS03 | Z001 | V |  | F | RM | PD | ZABB | HGQ | 3410121000 | PC |  | 1 | CNADDEN | [5 empty] | 1 | 0 | PC | 2021-01-14 | 0 | PC
VTS-OT-D4411-4423S | JDZX17-10R 13.8/v3¦.1/v3¦.1/3KV 0.5/3P |  | 121EL-VT | 3GB |  | 12H | COMM | CS03 | Z001 | V |  | F | RM | PD | ZABB | HGQ | 3410121000 | PC |  | 1 | CNXIHE4 | [5 empty] | 1 | 0 | PC | 2009-05-23 | 0 | PC
VTS-OT-D4411-4483S | JDZX13-10R 13.8/v3 0.1/v3 0.1/3kV,50/3P |  | 121EL-VT | 3GB |  | 12H | COMM | CS03 | Z001 | V |  | F | RM | PD | ZABB | HGQ | 3410121000 | PC |  | 1 | CNHUCHE9 | [5 empty] | 1 | 0 | PC | 2013-09-02 | 0 | PC
VTS-OT-D4411-6223S | JDZX17-10R 13.8/v3¦.1/v3¦.1/3KV 0.5/3P |  | 121EL-VT | 3GB |  | 12H | COMM | CS03 | Z001 | V |  | F | RM | PD | ZABB | HGQ | 3410121000 | PC |  | 1 | CNXIHE4 | [5 empty] | 1 | 0 | PC | 2009-05-23 | 0 | PC
VTS-OT-D4411-8823 | JDZX17-10R 13.8/v3 0.1/v3 0.1/3KV 100VA/ |  | 121EL-VT | 3GB |  | 12H | COMM | CS03 | Z001 | V |  | F | RM | PD | ZABB | HGQ | 3410121000 | PC |  | 1 | CNXIHE4 | [5 empty] | 1 | 0 | PC | 2011-01-11 | 0 | PC
VTS-OT-D4411-HH13 | JDZX11-35W 13.8/V3:0.1/V3:0.1/3 kV |  | 121EL-VT |  |  | B03 | COMM | CS03 | Z001 | V |  | F | RM | PD | ZABB | HGQ | 3410121000 | PC |  | 1 | CNXIHE4 | [5 empty] | 1 | 0 | PC | 2013-06-20 | 0 | PC
VTS-OT-D4411-HH13S | JDZX11-35R 13.8/V3:0.1/V3:0.1/3 kV |  | 121EL-VT |  |  | B03 | COMM | CS03 | Z001 | V |  | F | RM | PD | ZABB | HGQ | 3410121000 | PC |  | 1 | CNXIHE4 | [5 empty] | 1 | 0 | PC | 2013-06-20 | 0 | PC
VTS-OT-D4411-I423S | JDZXR-10C 13.8kV/rt3: 100V/rt3: 100V/3 |  | 121EL-VT | 3GB |  | 12H | COMM | CS03 | Z001 | V |  | F | RM | PD | ZABB | HGQ | 3410121000 | PC |  | 1 | CNXIHE4 | [5 empty] | 1 | 0 | PC | 2013-11-06 | 0 | PC
VTS-OT-D4411-I813S | JDZXR-10C 13.8kV/rt3: 100V/rt3: 100V/3 |  | 121EL-VT | 3GB |  | 12H | COMM | CS03 | Z001 | V |  | F | RM | PD | ZABB | HGQ | 3410121000 | PC |  | 1 | CNXIHE4 | [5 empty] | 1 | 0 | PC | 2012-09-12 | 0 | PC
VTS-OT-D4413-221AS | JDZX17-10R 13.8/v3 0.1/v3 0.1/v3kV,30/0. |  | 121EL-VT | 3GB |  | 12H | COMM | CS03 | Z001 | V |  | F | RM | PD | ZABB | HGQ | 3410121000 | PC |  | 1 | CNHUCHE9 | [5 empty] | 1 | 0 | PC | 2013-09-18 | 0 | PC
VTS-OT-D4413-2223S | JDZX15-20R 13800/v3 100/v3 100/v3V |  | 121EL-VT | 3GB |  | 12H | COMM | CS03 | Z001 | V |  | F | RM | PD | ZABB | HGQ | 3410121000 | PC |  | 1 | T_GUIHUA_YE | [5 empty] | 1 | 0 | PC | 2011-10-13 | 0 | PC
VTS-OT-D4413-22AS | JDZX17-10R 13.8/v3 0.1/v3 0.1/v3kV,30/0. |  | 121EL-VT |  |  | B03 | COMM | CS03 | Z001 | V |  | F | RM | PD | ZABB | HGQ | 3410121000 | PC |  | 1 | CNHUCHE9 | [5 empty] | 1 | 0 | PC | 2013-09-18 | 0 | PC
VTS-OT-D4413-2413S | JDZX17-10R 13.8/v3 0.1/v3 0.1/v3kV,30/0. |  | 121EL-VT | 3GB |  | 12H | COMM | CS03 | Z001 | V |  | F | RM | PD | ZABB | HGQ | 3410121000 | PC |  | 1 | CNHUCHE9 | [5 empty] | 1 | 0 | PC | 2013-09-18 | 0 | PC
VTS-OT-D4413-4423S | JDZX17-10R 13.8/v3¦.1/v3¦.1/v3KV 0.5/0.5 |  | 121EL-VT | 3GB |  | 12H | COMM | CS03 | Z001 | V |  | F | RM | PD | ZABB | HGQ | 3410121000 | PC |  | 1 | CNXIHE4 | [5 empty] | 1 | 0 | PC | 2009-05-23 | 0 | PC
VTS-OT-D4413-4483S | JDZX17-10R 13.8/v3 0.1/v3 0.1/v3kV,50/3P |  | 121EL-VT | 3GB |  | 12H | COMM | CS03 | Z001 | V |  | F | RM | PD | ZABB | HGQ | 3410121000 | PC |  | 1 | CNHUCHE9 | [5 empty] | 1 | 0 | PC | 2013-09-02 | 0 | PC
VTS-OT-D4413-LL23S | JDZX17-10R 13.8kV/rt3:100V/rt3:100V/rt3 |  | 121EL-VT |  |  | B03 | COMM | CS03 | Z001 | V |  | F | RM | PD | ZABB | HGQ | 3410121000 | PC |  | 1 | CNXIHE4 | [5 empty] | 1 | 0 | PC | 2013-05-23 | 0 | PC
VTS-OT-D4420-4020S | JDZX17-10R 13.8/v3¦.11/v3KV 50VA/CL0.5 |  | 121EL-VT | 3GB |  | 12H | COMM | CS03 | Z001 | V |  | F | RM | PD | ZABB | HGQ | 3410121000 | PC |  | 1 | CNXIHE4 | [5 empty] | 1 | 0 | PC | 2012-03-01 | 0 | PC
VTS-OT-D4420-8030S | JDZX17-10R 13.8/v3 0.11/v3kV,100VA/CL1.0 |  | 121EL-VT | 3GB |  | 12H | COMM | CS03 | Z001 | V |  | F | RM | PD | ZABB | HGQ | 3410121000 | PC |  | 1 | CNGELI3 | [5 empty] | 1 | 0 | PC | 2019-12-09 | 0 | PC
VTS-OT-D4420-H020S | JDZXR-10C 13.8/v3 0.11/v3kV,25VA/CL0.5 |  | 121EL-VT | 3GB |  | 12H | COMM | CS03 | Z001 | V |  | F | RM | PD | ZABB | HGQ | 3410121000 | PC |  | 1 | CNXIHE4 | [5 empty] | 1 | 0 | PC | 2013-04-03 | 0 | PC
VTS-OT-D44204020S1 | JDZXR-10C 13.8kV/rt3: 110V/rt3: |  | 121EL-VT | 3GB |  | 12H | COMM | CS03 | Z001 | V |  | F | RM | PD | ZABB | HGQ | 3410121000 | PC |  | 1 | CNGELI3 | [5 empty] | 1 | 0 | PC | 2019-10-16 | 0 | PC
VTS-OT-D4422-4423 | JDZX10-10C1 13.8/v3 0.11/v3 0.11/3kV |  | 121EL-VT | 3GB |  | 12H | COMM | CS03 | Z001 | V |  | F | RM | PD | ZABB | HGQ | 3410121000 | PC |  | 1 | CNXIHE4 | [5 empty] | 1 | 0 | PC | 2009-12-22 | 0 | PC
VTS-OT-D4422-4423S | JDZXR-10C 13.8/v3¦.11/v3¦.11/3KV 0.5/3P |  | 121EL | 3GB |  | 12H | COMM | CS03 | Z001 | V |  | F | RM | PD | ZABB | HGQ | 3410121000 | PC |  | 1 | CNXIHE4 | [5 empty] | 1 | 0 | PC | 2008-02-19 | 0 | PC
VTS-OT-D4422-8433 | JDZX10-10C1 13.8/v3 0.11/v3 0.11/3kV |  | 121EL-VT | 3GB |  | 12H | COMM | CS03 | Z001 | V |  | F | RM | PD | ZABB | HGQ | 3410121000 | PC |  | 1 | CNXIHE4 | [5 empty] | 1 | 0 | PC | 2010-11-09 | 0 | PC
VTS-OT-D4422-I413S | JDZXR-10C 13.8/v3 0.11/v3 kV 0.11/3kV |  | 121EL-VT | 3GB |  | 12H | COMM | CS03 | Z001 | V |  | F | RM | PD | ZABB | HGQ | 3410121000 | PC |  | 1 | CNGELI3 | [5 empty] | 1 | 0 | PC | 2019-05-06 | 0 | PC
VTS-OT-D4422-LI23 | JDZX10-10C1 13.8/V3 / 0.11/V3 / 0.11/3; |  | 121EL-VT | 3GB |  | 12H | COMM | CS03 | Z001 | V |  | F | RM | PD | ZABB | HGQ | 3410121000 | PC |  | 1 | CNGELI3 | [5 empty] | 1 | 0 | PC | 2019-05-29 | 0 | PC
VTS-OT-D4422-LL23 | JDZX17-10 13.8/v3 0.11/v3 0.11/3 kV |  | 121EL-VT | 3GB |  | 12H | COMM | CS03 | Z001 | V |  | F | RM | PD | ZABB | HGQ | 3410121000 | PC |  | 1 | CNGELI3 | [5 empty] | 1 | 0 | PC | 2019-08-06 | 0 | PC
VTS-OT-D4424-1H22S | JDZXR-10C 13.8/v3 0.11/v3 0.11/v3kV |  | 121EL-VT | 3GB |  | 12H | COMM | CS03 | Z001 | V |  | F | RM | PD | ZABB | HGQ | 3410121000 | PC |  | 1 | CNXIHE4 | [5 empty] | 1 | 0 | PC | 2013-04-03 | 0 | PC
VTS-OT-D4424-4423S | JDZX17-10R 13.8/V3 0.11/V3 0.11/V3 kV |  | 121EL-VT | 3GB |  | 12H | COMM | CS03 | Z001 | V |  | F | RM | PD | ZABB | HGQ | 3410121000 | PC |  | 1 | CNGELI3 | [5 empty] | 1 | 0 | PC | 2019-11-19 | 0 | PC
VTS-OT-D4424-ZZ13 | JDZX10-10C1 13.8/v3kV:110/v3V: 110/v3V |  | 121EL-VT | 3GB |  | 12H | COMM | CS03 | Z001 | V |  | F | RM | PD | ZABB | HGQ | 3410121000 | PC |  | 1 | CNGELI3 | [5 empty] | 1 | 0 | PC | 2019-03-21 | 0 | PC
VTS-OT-D4424-ZZ13S | JDZXR-10C 13.8/v3kV:110/v3V: 110/v3V |  | 121EL-VT |  |  | 129 | COMM | CS03 | Z001 | V |  | F | RM | PD | ZABB | HGQ | 3410121000 | PC |  | 1 | CNGELI3 | [5 empty] | 1 | 0 | PC | 2019-03-13 | 0 | PC
VTS-OT-D44244423S1 | JDZXR-10C 13.8/V3 0.11/V3 0.11/V3 kV |  | 121EL-VT |  |  | 129 | COMM | CS03 | Z001 | V |  | F | RM | PD | ZABB | HGQ | 3410121000 | PC |  | 1 | CNGELI3 | [5 empty] | 1 | 0 | PC | 2019-11-19 | 0 | PC
VTS-OT-D44244423S2 | JDZX13-10R 13.8/V3 0.11/V3 0.11/V3 kV |  | 121EL-VT | 3GB |  | 12H | COMM | CS03 | Z001 | V |  | F | RM | PD | ZABB | HGQ | 3410121000 | PC |  | 1 | CNGELI3 | [5 empty] | 1 | 0 | PC | 2019-11-20 | 0 | PC
VTS-OT-D4430-2010S | JDZXR22-6C1 4.16/v3:0.12/v3 |  | 121EL-VT |  |  | 129 | COMM | CS03 | Z001 | V |  | F | RM | PD | ZABB | HGQ | 3410121000 | PC |  | 1 | CNJISU10 | [5 empty] | 1 | 0 | PC | 2021-10-09 | 0 | PC
VTS-OT-D4430-2030S | JDZXR-10C 13.8/v3 0.12/v3 |  | 121EL-VT | 3GB |  | 12H | COMM | CS03 | Z001 | V |  | F | RM | PD | ZABB | HGQ | 3410121000 | PC |  | 1 | CNGELI3 | [5 empty] | 1 | 0 | PC | 2019-10-23 | 0 | PC
VTS-OT-D4430-20C0S | JDZXR26-20 13.8/v3:0.12/v3 |  | 121EL-VT |  |  | 129 | COMM | CS03 | Z001 | V |  | F | RM | PD | ZABB | HGQ | 3410121000 | PC |  | 1 | CNJISU10 | [5 empty] | 1 | 0 | PC | 2021-10-09 | 0 | PC
VTS-OT-D4437-4423 | JDZX10-10C1 13.8/v3 0.12/v3 0.12/3kV |  | 121EL-VT | 3GB |  | 12H | COMM | CS03 | Z001 | V |  | F | RM | PD | ZABB | HGQ | 3410121000 | PC |  | 1 | T_GUIHUA_YE | [5 empty] | 1 | 0 | PC | 2012-03-16 | 0 | PC
VTS-OT-D4439-221BS | JDZX17-10R 13.8/v3 0.12/v3 0.12/v3kV W.T |  | 121EL-VT |  |  | B03 | COMM | CS03 | Z001 | V |  | F | RM | PD | ZABB | HGQ | 3410121000 | PC |  | 1 | T_GUIHUA_YE | [5 empty] | 1 | 0 | PC | 2012-03-16 | 0 | PC
VTS-OT-D4439-I21BS | JDZX17-10R 13.8/v3 0.12/v3 0.12/v3kV W.T |  | 121EL-VT | 3GB |  | 12H | COMM | CS03 | Z001 | V |  | F | RM | PD | ZABB | HGQ | 3410121000 | PC |  | 1 | T_GUIHUA_YE | [5 empty] | 1 | 0 | PC | 2012-03-20 | 0 | PC
VTS-OT-D4439-LL23S | JDZX17-10R 13.8/V3¦0.12/V3¦0.12/V3 kV |  | 121EL-VT | 3GB |  | 12H | COMM | CS03 | Z001 | V |  | F | RM | PD | ZABB | HGQ | 3410121000 | PC |  | 1 | CNXIHE4 | [5 empty] | 1 | 0 | PC | 2013-02-20 | 0 | PC
VTS-OT-D4439-RL23S | JDZX17-10R 13.8/V3¦0.12/V3¦0.12/V3 kV |  | 121EL-VT |  |  | B03 | COMM | CS03 | Z001 | V |  | F | RM | PD | ZABB | HGQ | 3410121000 | PC |  | 1 | CNXIHE4 | [5 empty] | 1 | 0 | PC | 2013-01-05 | 0 | PC
VTS-OT-D4470-8020S | JDZX17-10R 13.8/v3 0.23/v3 KV |  | 121EL-VT | 3GB |  | 12H | COMM | CS03 | Z001 | V |  | F | RM | PD | ZABB | HGQ | 3410121000 | PC |  | 1 | CNGELI3 | [5 empty] | 1 | 0 | PC | 2019-11-25 | 0 | PC
VTS-OT-D4478-5423 | JDZX17-10 13.8/v3¦.115/v3¦.115/3kV 0.5/3 |  | 121EL | 3GB |  | 12H | COMM | CS03 | Z001 | V |  | F | RM | PD | ZABB | HGQ | 3410120000 | PC |  | 1 | Y_PPM_01 | [5 empty] | 1 | 0 | PC | 2007-12-31 | 0 | PC
VTS-OT-D447J-8823S | JDZX17-10R 13.8/v3 0.23/v3 0.23/3KV |  | 121EL-VT | 3GB |  | 12H | COMM | CS03 | Z001 | V |  | F | RM | PD | ZABB | HGQ | 3410121000 | PC |  | 1 | CNGELI3 | [5 empty] | 1 | 0 | PC | 2019-11-25 | 0 | PC
VTS-OT-D4488-2L23S | JDZXR-10C 13.8/v3 0.115/v3 0.115/3kV |  | 121EL-VT | 3GB |  | 12H | COMM | CS03 | Z001 | V |  | F | RM | PD | ZABB | HGQ | 3410121000 | PC |  | 1 | CNGELI3 | [5 empty] | 1 | 0 | PC | 2019-01-11 | 0 | PC
VTS-OT-D448C-LL13 | JDZX10-10C1 13.8/v3 0.115/v3 0.115/v3kV |  | 121EL-VT | 3GB |  | 12H | COMM | CS03 | Z001 | V |  | F | RM | PD | ZABB | HGQ | 3410121000 | PC |  | 1 | CNGELI3 | [5 empty] | 1 | 0 | PC | 2019-03-27 | 0 | PC
VTS-OT-D4511-4423S | JDZXR-6C 5.5/v3¦.1/v3¦.1/3kV 0.5/3P |  | 121EL-VT | 3GB |  | 12H | COMM | CS03 | Z001 | V |  | F | RM | PD | ZABB | HGQ | 3410121000 | PC |  | 1 | CNXIHE4 | [5 empty] | 1 | 0 | PC | 2009-12-10 | 0 | PC
VTS-OT-D4520-4020S | JDZX17-6R 5.5/v3¦0.11/v3kV 0.5/50VA |  | 121EL-VT | 3GB |  | 12H | COMM | CS03 | Z001 | V |  | F | RM | PD | ZABB | HGQ | 3410121000 | PC |  | 1 | CNXIHE4 | [5 empty] | 1 | 0 | PC | 2009-06-22 | 0 | PC
VTS-OT-D4522-4423S | JDZX17-6R 5500/v3¦110/v3¦110/3V 0.5/3P |  | 121EL-VT | 3GB |  | 12H | COMM | CS03 | Z001 | V |  | F | RM | PD | ZABB | HGQ | 3410121000 | PC |  | 1 | CNXIHE4 | [5 empty] | 1 | 0 | PC | 2009-06-25 | 0 | PC
VTS-OT-D4611-4421S | JDZX11-35R 30/v3 ¦ 0.1/v3 ¦0.1/3 KV CL |  | 121EL-VT |  |  | 12H | COMM | CS03 | Z001 | V |  | F | RM | PD | ZABB | HGQ | 3410121000 | PC |  | 1 | CNXIHE4 | [5 empty] | 1 | 0 | PC | 2009-10-22 | 0 | PC
VTS-OT-D4613-4423 | JDZX11-35R 30000/V3 100/V3 100/V3V 50VA/ |  | 121EL-VT | 3GB |  | 12H | COMM | CS03 | Z001 | V |  | F | RM | PD | ZABB | HGQ | 3410121000 | PC |  | 1 | CNXIHE4 | [5 empty] | 1 | 0 | PC | 2010-08-05 | 0 | PC
VTS-OT-D4620-4020S | JDZX11-35R 30/v3¦0.11/v3kV 0.5/50VA |  | 121EL-VT | 3GB |  | 12H | COMM | CS03 | Z001 | V |  | F | RM | PD | ZABB | HGQ | 3410121000 | PC |  | 1 | CNXIHE4 | [5 empty] | 1 | 0 | PC | 2009-06-22 | 0 | PC
VTS-OT-D4624-HH12S | JDZX11-35R 30/v3¦0.11/v3¦0.11/v3KV 0.2/0 |  | 121EL-VT |  |  | 12Q | COMM | CS03 | Z001 | V |  | F | RM | PD | ZABB | HGQ | 3410121000 | PC |  | 1 | CNXIHE4 | [5 empty] | 1 | 0 | PC | 2009-06-22 | 0 | PC
VTS-OT-D4722-2213 | JDZX11-35W 40.5/v3 .11/v3 .11/v3KV |  | 121EL-VT | 3GB |  | 12H | COMM | CS03 | Z001 | V |  | F | RM | PD | ZABB | HGQ | 3410121000 | PC |  | 1 | CNXIHE4 | [5 empty] | 1 | 0 | PC | 2010-01-11 | 0 | PC
VTS-OT-D4722-4423S | JDZXR-6C 5.5/v3¦.11/v3¦.11/3kV 0.5/3P |  | 121EL-VT | 3GB |  | 12H | COMM | CS03 | Z001 | V |  | F | RM | PD | ZABB | HGQ | 3410121000 | PC |  | 1 | CNXIHE4 | [5 empty] | 1 | 0 | PC | 2009-07-03 | 0 | PC
VTS-OT-D4722-G413 | JDZX11-35W 40.5/v3 .11/v3 .11/3KV 0.2/3P |  | 121EL-VT | 3GB |  | 12H | COMM | CS03 | Z001 | V |  | F | RM | PD | ZABB | HGQ | 3410121000 | PC |  | 1 | CNXIHE4 | [5 empty] | 1 | 0 | PC | 2009-11-17 | 0 | PC
VTS-OT-D4811-Y4C3 | JDZX11-35W 44/v3 0.11/v3 0.11/3kV |  | 121EL-VT | 3GD |  | 12H | COMM | CS03 | Z001 | V |  | F | RM | PD | ZABB | HGQ | 3410121000 | PC |  | 1 | CNJOCHE21 | [5 empty] | 1 | 0 | PC | 2020-10-12 | 0 | PC
VTS-OT-D4822-22C3 | JDZX11-35W 44/v3 0.11/v3 0.11/3kV |  | 121EL-VT | 3GB |  | 12H | COMM | CS03 | Z001 | V |  | F | RM | PD | ZABB | HGQ | 3410121000 | PC |  | 1 | CNXIHE4 | [5 empty] | 1 | 0 | PC | 2015-01-09 | 0 | PC
VTS-OT-D4822-2413 | JDZX11-35W 44/v3 0.11/v3 0.11/3kV |  | 121EL-VT | 3GD |  | 12H | COMM | CS03 | Z001 | V |  | F | RM | PD | ZABB | HGQ | 3410121000 | PC |  | 1 | CNGELI3 | [5 empty] | 1 | 0 | PC | 2019-09-10 | 0 | PC
VTS-OT-D4822-H413S | JDZX11-35R 44000/v3 110/v3 110/3V;50VA/C |  | 121EL-VT | 3GB |  | 12H | COMM | CS03 | Z001 | V |  | F | RM | PD | ZABB | HGQ | 3410121000 | PC |  | 1 | CNXIHE4 | [5 empty] | 1 | 0 | PC | 2011-02-23 | 0 | PC
VTS-OT-D4822-I413 | JDZX11-35W 44/v3 0.11/v3 0.11/3 kV 1-20V |  | 121EL-VT | 3GB |  | 12H | COMM | CS03 | Z001 | V |  | F | RM | PD | ZABB | HGQ | 3410121000 | PC |  | 1 | CNXIHE4 | [5 empty] | 1 | 0 | PC | 2015-11-16 | 0 | PC
VTS-OT-D4822-V2C3 | JDZX11-35W 44/v3 0.11/v3 0.11/3kV |  | 121EL-VT |  |  | B03 | COMM | CS03 | Z001 | V |  | F | RM | PD | ZABB | HGQ | 3410121000 | PC |  | 1 | T_GUIHUA_YE | [5 empty] | 1 | 0 | PC | 2016-01-13 | 0 | PC
VTS-OT-D4822-W413 | JDZX11-35W 44/v3 0.11/v3 0.11/3kV |  | 121EL-VT | 3GB |  | 12H | COMM | CS03 | Z001 | V |  | F | RM | PD | ZABB | HGQ | 3410121000 | PC |  | 1 | CNXIHE4 | [5 empty] | 1 | 0 | PC | 2015-12-11 | 0 | PC
VTS-OT-D4822-WH13 | JDZX11-35W 44/v3 0.11/v3 0.11/3kV |  | 121EL-VT | 3GB |  | 12H | COMM | CS03 | Z001 | V |  | F | RM | PD | ZABB | HGQ | 3410121000 | PC |  | 1 | CNXIHE4 | [5 empty] | 1 | 0 | PC | 2016-04-25 | 0 | PC
VTS-OT-D4822-WY13 | JDZX11-35W 44/v3 0.11/v3 0.11/3kV |  | 121EL-VT | 3GB |  | 12H | COMM | CS03 | Z001 | V |  | F | RM | PD | ZABB | HGQ | 3410121000 | PC |  | 1 | CNGELI3 | [5 empty] | 1 | 0 | PC | 2020-01-14 | 0 | PC
VTS-OT-D4822-Y413 | JDZX11-35W 44/v3 0.11/v3 0.11/3kV |  | 121EL-VT | 3GD |  | 12H | COMM | CS03 | Z001 | V |  | F | RM | PD | ZABB | HGQ | 3410121000 | PC |  | 1 | CNDUYAN | [5 empty] | 1 | 0 | PC | 2020-07-03 | 0 | PC
VTS-OT-D4822-YY13 | JDZX11-35W 44/v3 0.11/v3 0.11/3kV |  | 121EL-VT | 3GB |  | 12H | COMM | CS03 | Z001 | V |  | F | RM | PD | ZABB | HGQ | 3410121000 | PC |  | 1 | CNGELI3 | [5 empty] | 1 | 0 | PC | 2019-04-19 | 0 | PC
VTS-OT-D4822-YYC3 | JDZX11-35W 44/v3 0.11/v3 0.11/3kV |  | 121EL-VT | 3GB |  | 12H | COMM | CS03 | Z001 | V |  | F | RM | PD | ZABB | HGQ | 3410121000 | PC |  | 1 | CNGELI3 | [5 empty] | 1 | 0 | PC | 2020-01-06 | 0 | PC
VTS-OT-D4822W413-1 | JDZX11-35W 44/v3 0.11/v3 0.11/3kV |  | 121EL-VT |  |  | 129 | COMM | CS03 | Z001 | V |  | F | RM | PD | ZABB | HGQ | 3410121000 | PC |  | 1 | CNGELI3 | [5 empty] | 1 | 0 | PC | 2019-08-23 | 0 | PC
VTS-OT-D4930-6020S | JDZX11-35R 27600/v3 120/v3 V;75VA/CL 0.5 |  | 121EL-VT | 3GB |  | 12H | COMM | CS03 | Z001 | V |  | F | RM | PD | ZABB | HGQ | 3410121000 | PC |  | 1 | CNXIHE4 | [5 empty] | 1 | 0 | PC | 2011-02-25 | 0 | PC
VTS-OT-D4939-I413S | JDZX13-35R 27.6/v3 0.12/v3 0.12/v3 kV |  | 121EL-VT | 3GB |  | 12H | COMM | CS03 | Z001 | V |  | F | RM | PD | ZABB | HGQ | 3410121000 | PC |  | 1 | CNGELI3 | [5 empty] | 1 | 0 | PC | 2020-04-13 | 0 | PC
VTS-OT-D5011-1113 | JDZX11-35W 22.9/V3:0.1/V3:0.1/3KV 0.2/3P |  | 121EL-VT | 3GB |  | 12H | COMM | CS03 | Z001 | V |  | F | RM | PD | ZABB | HGQ | 3410121000 | PC |  | 1 | CNXIHE4 | [5 empty] | 1 | 0 | PC | 2013-04-23 | 0 | PC
VTS-OT-D5011-1123 | JDZX11-35W 22.9/V3:0.1/V3:0.1/3KV 0.5/3P |  | 121EL-VT | 3GB |  | 12H | COMM | CS03 | Z001 | V |  | F | RM | PD | ZABB | HGQ | 3410121000 | PC |  | 1 | CNXIHE4 | [5 empty] | 1 | 0 | PC | 2013-04-23 | 0 | PC
VTS-OT-D5011-2213 | JDZX11-35R 22.9/v3¦0.1/v3¦0.1/3kV |  | 121EL-VT | 3GB |  | 12H | COMM | CS03 | Z001 | V |  | F | RM | PD | ZABB | HGQ | 3410121000 | PC |  | 1 | CNXIHE4 | [5 empty] | 1 | 0 | PC | 2011-08-30 | 0 | PC
VTS-OT-D5011-2213S | JDZX11-35R 22.9/v3 0.1/v3 0.1/3kV 0.2/3P |  | 121EL-VT | 3GB |  | 12H | COMM | CS03 | Z001 | V |  | F | RM | PD | ZABB | HGQ | 3410121000 | PC |  | 1 | CNXIHE4 | [5 empty] | 1 | 0 | PC | 2013-09-10 | 0 | PC
VTS-OT-D5011-4823S | JDZX15-20R 22.9kV/rt3 : 0.1kV/rt3 : 0.1k |  | 121EL-VT | 3GB |  | 12H | COMM | CS03 | Z001 | V |  | F | RM | PD | ZABB | HGQ | 3410121000 | PC |  | 1 | CNGELI3 | [5 empty] | 1 | 0 | PC | 2019-03-06 | 0 | PC
VTS-OT-D50111123-1 | JDZX11-35R 22.9/V3:0.1/V3:0.1/3KV 0.5/3P |  | 121EL-VT | 3GB |  | 12H | COMM | CS03 | Z001 | V |  | F | RM | PD | ZABB | HGQ | 3410121000 | PC |  | 1 | CNXIHE4 | [5 empty] | 1 | 0 | PC | 2013-04-23 | 0 | PC
VTS-OT-D50112213-1 | JDZX11-35W 22.9/v3 0.1/v3 0.1/3kV 0.2/3P |  | 121EL-VT | 3GB |  | 12H | COMM | CS03 | Z001 | V |  | F | RM | PD | ZABB | HGQ | 3410121000 | PC |  | 1 | CNXIHE4 | [5 empty] | 1 | 0 | PC | 2013-09-10 | 0 | PC
VTS-OT-D50112213-2 | JDZX11-35W 22.9/v3 0.1/v3 0.1/3kV |  | 121EL-VT | 3GB |  | 12H | COMM | CS03 | Z001 | V |  | F | RM | PD | ZABB | HGQ | 3410121000 | PC |  | 1 | CNXIHE4 | [5 empty] | 1 | 0 | PC | 2014-10-17 | 0 | PC
VTS-OT-D5013-1113S | JDZX11-35R 22.9/v3 0.1/v3 0.1/ v3 kV |  | 121EL-VT | 3GB |  | 12H | COMM | CS03 | Z001 | V |  | F | RM | PD | ZABB | HGQ | 3410121000 | PC |  | 1 | CNGELI3 | [5 empty] | 1 | 0 | PC | 2019-12-18 | 0 | PC
VTS-OT-D5013-2213 | JDZX11-35R 22.9/v3¦0.1/v3¦0.1/v3kV |  | 121EL-VT | 3GB |  | 12H | COMM | CS03 | Z001 | V |  | F | RM | PD | ZABB | HGQ | 3410121000 | PC |  | 1 | CNXIHE4 | [5 empty] | 1 | 0 | PC | 2011-09-09 | 0 | PC
VTS-OT-D5013-HH13 | JDZX11-35W 22.9/rt3¦0.1/rt3 : 0.1/rt3 kV |  | 121EL-VT | 3GB |  | 12H | COMM | CS03 | Z001 | V |  | F | RM | PD | ZABB | HGQ | 3410121000 | PC |  | 1 | T_GUIHUA_YE | [5 empty] | 1 | 0 | PC | 2012-12-31 | 0 | PC
VTS-OT-D5013-HH13S | JDZX11-35R 22.9/rt3¦0.1/rt3 : 0.1/rt3 kV |  | 121EL-VT | 3GB |  | 12H | COMM | CS03 | Z001 | V |  | F | RM | PD | ZABB | HGQ | 3410121000 | PC |  | 1 | T_GUIHUA_YE | [5 empty] | 1 | 0 | PC | 2012-12-31 | 0 | PC
VTS-OT-D5013-L113 | JDZX15-20 22.9/v3 0.1/v3 0.1/v3kV |  | 121EL-VT | 3GB |  | 12H | COMM | CS03 | Z001 | V |  | F | RM | PD | ZABB | HGQ | 3410121000 | PC |  | 1 | CNXIHE4 | [5 empty] | 1 | 0 | PC | 2014-10-17 | 0 | PC
VTS-OT-D5020-4030S | JDZX15-20R 22.9/v3 0.11/v3 kV |  | 121EL-VT | 3GB |  | 12H | COMM | CS03 | Z001 | V |  | F | RM | PD | ZABB | HGQ | 3410121000 | PC |  | 1 | CNSHCHE22 | [5 empty] | 1 | 0 | PC | 2019-08-01 | 0 | PC
VTS-OT-D5022-2213 | JDZX11-35W 22.9kV/rt3: 110V/rt3: 110V/3 |  | 121EL-VT | 3GB |  | 12H | COMM | CS03 | Z001 | V |  | F | RM | PD | ZABB | HGQ | 3410121000 | PC |  | 1 | CNXIHE4 | [5 empty] | 1 | 0 | PC | 2013-02-01 | 0 | PC
VTS-OT-D5022-2213S | JDZX11-35R 22.9kV/rt3: 110V/rt3: 110V/3 |  | 121EL-VT | 3GB |  | 12H | COMM | CS03 | Z001 | V |  | F | RM | PD | ZABB | HGQ | 3410121000 | PC |  | 1 | CNXIHE4 | [5 empty] | 1 | 0 | PC | 2013-02-01 | 0 | PC
VTS-OT-D5024-1113S | JDZX15-20R 22.9/v3 0.11/v3 0.11/v3 kV |  | 121EL-VT | 3GB |  | 12H | COMM | CS03 | Z001 | V |  | F | RM | PD | ZABB | HGQ | 3410121000 | PC |  | 1 | CNJISU10 | [5 empty] | 1 | 0 | PC | 2022-02-28 | 0 | PC
VTS-OT-D5320-4020 | JDZX17-10R 11500/v3 110/v3 50VA/CL0.5 |  | 121EL-VT | 3GB |  | 12H | COMM | CS03 | Z001 | V |  | F | RM | PD | ZABB | HGQ | 3410121000 | PC |  | 1 | CNXIHE4 | [5 empty] | 1 | 0 | PC | 2013-04-26 | 0 | PC
VTS-OT-D5322-4423 | JDZX17-10R 11500/v3 110/v3 110/ 3V |  | 121EL-VT | 3GB |  | 12H | COMM | CS03 | Z001 | V |  | F | RM | PD | ZABB | HGQ | 3410121000 | PC |  | 1 | CNXIHE4 | [5 empty] | 1 | 0 | PC | 2013-04-26 | 0 | PC
VTS-OT-D5420-4020S | JDZX17-3R 3.45/v3¦.11/v3kV 50VA/CL0.5 |  | 121EL-VT | 3GB |  | 12H | COMM | CS03 | Z001 | V |  | F | RM | PD | ZABB | HGQ | 3410121000 | PC |  | 1 | T_GUIHUA_YE | [5 empty] | 1 | 0 | PC | 2012-03-09 | 0 | PC
VTS-OT-D5422-4423 | JDZX10-3C1 3.45/v3¦.11/v3¦.11/3kV 50VA/C |  | 121EL-VT | 3GB |  | 12H | COMM | CS03 | Z001 | V |  | F | RM | PD | ZABB | HGQ | 3410121000 | PC |  | 1 | T_GUIHUA_YE | [5 empty] | 1 | 0 | PC | 2012-03-09 | 0 | PC
VTS-OT-D5422-4423S | JDZXR-6C 7.2/v3 0.11/v3 0.11/3kV CL0.5/ |  | 121EL-VT | 3GB |  | 12H | COMM | CS03 | Z001 | V |  | F | RM | PD | ZABB | HGQ | 3410121000 | PC |  | 1 | CNXIHE4 | [5 empty] | 1 | 0 | PC | 2012-05-17 | 0 | PC
VTS-OT-D5437-8823S | JDZX17-6R 7.2/v3 0.12/v3 0.12/3kV 0.5/3P |  | 121EL-VT | 3GB |  | 12H | COMM | CS03 | Z001 | V |  | F | RM | PD | ZABB | HGQ | 3410121000 | PC |  | 1 | CNXIHE4 | [5 empty] | 1 | 0 | PC | 2014-11-21 | 0 | PC
VTS-OT-D5520-H080S | JDZX15-20R 23/V3:0.11/V3 ;3P, 25VA |  | 121EL-VT | 3GB |  | 12H | COMM | CS03 | Z001 | V |  | F | RM | PD | ZABB | HGQ | 3410121000 | PC |  | 1 | CNDUYAN | [5 empty] | 1 | 0 | PC | 2020-07-27 | 0 | PC
VTS-OT-D5522-8823S | JDZX15-20R 23/v3 0.11/v3 0.11/3 kV 100VA |  | 121EL-VT | 3GB |  | 12H | COMM | CS03 | Z001 | V |  | F | RM | PD | ZABB | HGQ | 3410121000 | PC |  | 1 | CNXIHE4 | [5 empty] | 1 | 0 | PC | 2012-05-31 | 0 | PC
VTS-OT-D5722-4433S | JDZXR-3C 3.45/v3 0.11/v3 0.11/3 kV |  | 121EL-VT | 3GB |  | 12H | COMM | CS03 | Z001 | V |  | F | RM | PD | ZABB | HGQ | 3410121000 | PC |  | 1 | CNXIHE4 | [5 empty] | 1 | 0 | PC | 2013-01-09 | 0 | PC
VTS-OT-D5810-H020 | JDZXR-3C 12.5/v3 0.1/v3 kv CL 0.5/25VA |  | 121EL-VT |  |  | B03 | COMM | CS03 | Z001 | V |  | F | RM | PD | ZABB | HGQ | 3410121000 | PC |  | 1 | CNXIHE4 | [5 empty] | 1 | 0 | PC | 2013-03-27 | 0 | PC
VTS-OT-D5937-2423S | JDZXR-10C 14.4/v3 0.12/v3 0.12/3 kV |  | 121EL-VT | 3GB |  | 12H | COMM | CS03 | Z001 | V |  | F | RM | PD | ZABB | HGQ | 3410121000 | PC |  | 1 | CNXIHE4 | [5 empty] | 1 | 0 | PC | 2013-07-15 | 0 | PC
VTS-OT-D5937-8823S | JDZX17-15R 14.4/v3 0.12/v3 0.12/3kV |  | 121EL-VT | 3GB |  | 12H | COMM | CS03 | Z001 | V |  | F | RM | PD | ZABB | HGQ | 3410121000 | PC |  | 1 | CNXIHE4 | [5 empty] | 1 | 0 | PC | 2014-02-19 | 0 | PC
VTS-OT-D6010-5020 | JDZX17-10 12470/v3 110/v3 60VA/CL0.5 |  | 121EL-VT | 3GB |  | 12H | COMM | CS03 | Z001 | V |  | F | RM | PD | ZABB | HGQ | 3410121000 | PC |  | 1 | CNXIHE4 | [5 empty] | 1 | 0 | PC | 2013-08-13 | 0 | PC
VTS-OT-D6120-8030 | JDZXR-3C 0.415/√3 0.11/√3kV 100VA/CL1.0 |  | 121EL-VT | 3GB |  | 12H | COMM | CS03 | Z001 | V |  | F | RM | PD | ZABB | HGQ | 3410121000 | PC |  | 1 | CNXIHE4 | [5 empty] | 1 | 0 | PC | 2015-11-17 | 0 | PC
VTS-OT-D6122-4423S | JDZX15-20R 24kV/root3:110V/root3:110V/3 |  | 121EL-VT | 3GB |  | 12H | COMM | CS03 | Z001 | V |  | F | RM | PD | ZABB | HGQ | 3410121000 | PC |  | 1 | T_GUIHUA_YE | [5 empty] | 1 | 0 | PC | 2015-09-24 | 0 | PC
VTS-OT-D6222-4423 | JDZX10-10C1 11.4/v3 0.11/v3 0.11/3 kV |  | 121EL-VT |  |  | B03 | COMM | CS03 | Z001 | V |  | F | RM | PD | ZABB | HGQ | 3410121000 | PC |  | 1 | CNXIHE4 | [5 empty] | 1 | 0 | PC | 2013-12-11 | 0 | PC
VTS-OT-D627C-LL13S | JDZX17-10R 11.4/v3 0.115/v3 0.115/v3kV |  | 121EL-VT | 3GB |  | 12H | COMM | CS03 | Z001 | V |  | F | RM | PD | ZABB | HGQ | 3410121000 | PC |  | 1 | CNXIHE4 | [5 empty] | 1 | 0 | PC | 2014-09-25 | 0 | PC
VTS-OT-D628C-LL23S | JDZX17-10R 11.4/v3 0.115/v3 0.115/v3kV |  | 121EL-VT | 3GB |  | 12H | COMM | CS03 | Z001 | V |  | F | RM | PD | ZABB | HGQ | 3410121000 | PC |  | 1 | CNGELI3 | [5 empty] | 1 | 0 | PC | 2019-03-29 | 0 | PC
VTS-OT-D6611-4423S | JDZXR-3C 2.4/v3 0.1/v3 0.1/3 kV |  | 121EL-VT | 3GB |  | 12H | COMM | CS03 | Z001 | V |  | F | RM | PD | ZABB | HGQ | 3410121000 | PC |  | 1 | CNGELI3 | [5 empty] | 1 | 0 | PC | 2019-01-18 | 0 | PC
VTS-OT-D7111-4823 | JDZX9-35G 37.5/v3 0.1/v3 0.1/3kV |  | 121EL-VT | 3GB |  | 12H | COMM | CS03 | Z001 | V |  | F | RM | PD | ZABB | HGQ | 3410121000 | PC |  | 1 | CNZHZHA51 | [5 empty] | 1 | 0 | PC | 2021-02-01 | 0 | PC
VTS-OT-D7122-W413 | JDZX11-35W 45/v3 0.11/v3 0.11/3kV |  | 121EL-VT | 3GD |  | 12H | COMM | CS03 | Z001 | V |  | F | RM | PD | ZABB | HGQ | 3410121000 | PC |  | 1 | CNGELI3 | [5 empty] | 1 | 0 | PC | 2019-09-17 | 0 | PC
VTS-OT-D71F0-40B0 | JDZX2-27.5CQ 25/0.1kV CL 1.0(3P)/50VA |  | 121EL-VT | 3GB |  | 12H | COMM | CS03 | Z001 | V |  | F | RM | PD | ZABB | HGQ | 3410121000 | PC |  | 1 | CNGELI3 | [5 empty] | 1 | 0 | PC | 2019-03-01 | 0 | PC
VTS-OT-D7237-1113S | JDZXR-10C 8.4/v3¦0.12/v3¦0.12/3kV |  | 121EL-VT |  |  | 129 | COMM | CS03 | Z001 | V |  | F | RM | PD | ZABB | HGQ | 3410121000 | PC |  | 1 | CNGELI3 | [5 empty] | 1 | 0 | PC | 2020-04-28 | 0 | PC
VTS-OT-G0310-4020S | JDZXR23-3 3/v3 0.11/v3kV CL0.5/50VA |  | 121EL-VT | 3GB |  | B12 | COMM | CS03 | Z001 | V |  | F | RM | PD | ZABB | HGQ | 3410121000 | PC |  | 1 | CNXIHE4 | [5 empty] | 1 | 0 | PC | 2015-09-21 | 0 | PC
VTS-OT-G0311-4423 | JDZX22-3C1 3/v3 0.1/v3 0.1/3 kV |  | 121EL-VT | 3GB |  | 12H | COMM | CS03 | Z001 | V |  | F | RM | PD | ZABB | HGQ | 3410121000 | PC |  | 1 | CNDUYAN | [5 empty] | 1 | 0 | PC | 2018-09-19 | 0 | PC
VTS-OT-G0311-4423S | JDZXR22-3C1 3/v3 0.1/v3 0.1/3kV CL0.5/3P |  | 121EL-VT |  |  | B03 | COMM | CS03 | Z001 | V |  | F | RM | PD | ZABB | HGQ | 3410121000 | PC |  | 1 | CNXIHE4 | [5 empty] | 1 | 0 | PC | 2015-03-05 | 0 | PC
VTS-OT-G0313-4423 | JDZX22-3C1 3/v3 0.1/v3 0.1/v3 kV |  | 121EL-VT |  |  | 129 | COMM | CS03 | Z001 | V |  | F | RM | PD | ZABB | HGQ | 3410121000 | PC |  | 1 | CNDUYAN | [5 empty] | 1 | 0 | PC | 2018-09-18 | 0 | PC
VTS-OT-G0413-2423 | JDZX22-3C1 3.3/v3 0.1/v3 0.1/v3 kV |  | 121EL-VT | 3GB |  | 12H | COMM | CS03 | Z001 | V |  | F | RM | PD | ZABB | HGQ | 3410121000 | PC |  | 1 | CNGELI3 | [5 empty] | 1 | 0 | PC | 2018-10-25 | 0 | PC
VTS-OT-G0420-2020S | JDZXR22-10C1 3.3/v3 0.11/v3kV 30VA/CL0.5 |  | 121EL-VT | 3GB |  | 12H | COMM | CS03 | Z001 | V |  | F | RM | PD | ZABB | HGQ | 3410121000 | PC |  | 1 | CNJOCHE21 | [5 empty] | 1 | 0 | PC | 2021-07-15 | 0 | PC
VTS-OT-G0420-20C0S | JDZXR22-10C1 3.3/√3/0.11/√3kV 0.2(3P) 30 |  | 121EL-VT |  |  | 129 | COMM | CS03 | Z001 | V |  | F | RM | PD | ZABB | HGQ | 3410121000 | PC |  | 1 | CNJISU10 | [5 empty] | 1 | 0 | PC | 2022-01-21 | 0 | PC
VTS-OT-G0420-4020 | JDZX22-3C1 3.3/v3 0.11/v3 kV 50VA/CL0.5 |  | 121EL-VT | 3GB |  | B12 | COMM | CS03 | Z001 | V |  | F | RM | PD | ZABB | HGQ | 3410121000 | PC |  | 1 | CNDUYAN | [5 empty] | 1 | 0 | PC | 2018-08-16 | 0 | PC
VTS-OT-G0420-4020S | JDZXR22-3C1 3.3/V3 0.11/V3 kV 50VA/0.5 |  | 121EL-VT | 3GB |  | B12 | COMM | CS03 | Z001 | V |  | F | RM | PD | ZABB | HGQ | 3410121000 | PC |  | 1 | CNDUYAN | [5 empty] | 1 | 0 | PC | 2018-08-16 | 0 | PC
VTS-OT-G0420-4030S | JDZXR22-3C1 3.3/v3 0.11/v3 kV |  | 121EL-VT | 3GB |  | 12H | COMM | CS03 | Z001 | V |  | F | RM | PD | ZABB | HGQ | 3410121000 | PC |  | 1 | CNSHCHE22 | [5 empty] | 1 | 0 | PC | 2019-08-12 | 0 | PC
VTS-OT-G0420-5020S | JDZXR22-3C1 3.3/V3 0.11/V3 kV;60VA/0.5 |  | 121EL-VT | 3GB |  | B12 | COMM | CS03 | Z001 | V |  | F | RM | PD | ZABB | HGQ | 3410121000 | PC |  | 1 | CNDUYAN | [5 empty] | 1 | 0 | PC | 2018-04-09 | 0 | PC
VTS-OT-G0420-8020S | JDZXR22-3C1 3.3kV/root3 : 110V/root3 |  | 121EL-VT | 3GB |  | B12 | COMM | CS03 | Z001 | V |  | F | RM | PD | ZABB | HGQ | 3410121000 | PC |  | 1 | CNGELI3 | [5 empty] | 1 | 0 | PC | 2018-10-12 | 0 | PC
VTS-OT-G0420-H020S | JDZXR22-10C1 3.3/√3/0.11/√3kV 0.5 25VA |  | 121EL-OT |  |  | 129 | COMM | CS01 | Z001 | V |  | F | RM | PD | ZABB | EL | 3410121000 | PC |  | 1 | CNJOCHE21 | [5 empty] | 1 | 0 | PC | 2022-01-21 | 0 | PC
VTS-OT-G0420-H0C0S | JDZXR22-10C1 3.3/√3/0.11/√3kV 0.2(3P) 25 |  | 121EL-VT | 3GB |  | 12H | COMM | CS03 | Z001 | V |  | F | RM | PD | ZABB | HGQ | 3410121000 | PC |  | 1 | CNJOCHE21 | [5 empty] | 1 | 0 | PC | 2022-01-24 | 0 | PC
VTS-OT-G0422-1123S | JDZXR23-6 3.3/v3 0.11/v3 0.11/3 kV |  | 121EL-VT | 3GB |  | B12 | COMM | CS03 | Z001 | V |  | F | RM | PD | ZABB | HGQ | 3410121000 | PC |  | 1 | CNXIHE4 | [5 empty] | 1 | 0 | PC | 2017-07-24 | 0 | PC
VTS-OT-G0422-1411S | JDZXR22-3C1 3.3/v3 0.11/v3 0.11/3 kV W.T |  | 121EL-VT | 3GB |  | B12 | COMM | CS03 | Z001 | V |  | F | RM | PD | ZABB | HGQ | 3410121000 | PC |  | 1 | T_GUIHUA_YE | [5 empty] | 1 | 0 | PC | 2015-07-06 | 0 | PC
VTS-OT-G0422-2223S | JDZXR22-3C1 3.3/v3 0.11/v3 0.11/3 kV |  | 121EL-VT | 3GB |  | B12 | COMM | CS03 | Z001 | V |  | F | RM | PD | ZABB | HGQ | 3410121000 | PC |  | 1 | CNXIHE4 | [5 empty] | 1 | 0 | PC | 2016-08-11 | 0 | PC
VTS-OT-G0422-2933 | JDZX22-3C1 3.3/v3 0.11/v3 0.11/3kV |  | 121EL-VT | 3GB |  | B12 | COMM | CS03 | Z001 | V |  | F | RM | PD | ZABB | HGQ | 3410121000 | PC |  | 1 | CNXIHE4 | [5 empty] | 1 | 0 | PC | 2017-05-10 | 0 | PC
VTS-OT-G0422-4423S | JDZXR22-3C1 3.3/v3 0.11/v3 0.11/3 kV |  | 121EL-VT | 3GB |  | B12 | COMM | CS03 | Z001 | V |  | F | RM | PD | ZABB | HGQ | 3410121000 | PC |  | 1 | CNXIHE4 | [5 empty] | 1 | 0 | PC | 2013-07-05 | 0 | PC
VTS-OT-G0422-4823S | JDZXR22-3C1 3.3/v3 0.11/v3 0.11/3kV |  | 121EL-VT | 3GB |  | B12 | COMM | CS03 | Z001 | V |  | F | RM | PD | ZABB | HGQ | 3410121000 | PC |  | 1 | CNXIHE4 | [5 empty] | 1 | 0 | PC | 2017-06-23 | 0 | PC
VTS-OT-G0422-8833 | JDZX22-3C1 3.3/v3 kV¦0.11/v3 kV¦0.11/3 k |  | 121EL-VT | 3GB |  | B12 | COMM | CS03 | Z001 | V |  | F | RM | PD | ZABB | HGQ | 3410121000 | PC |  | 1 | CNXIHE4 | [5 empty] | 1 | 0 | PC | 2016-07-11 | 0 | PC
VTS-OT-G0422-8838S | JDZXR23-3 3.3/v3 0.11/v3 0.11/3 kV |  | 121EL-VT | 3GB |  | 12H | COMM | CS03 | Z001 | V |  | F | RM | PD | ZABB | HGQ | 3410121000 | PC |  | 1 | CNSHCHE22 | [5 empty] | 1 | 0 | PC | 2019-08-12 | 0 | PC
VTS-OT-G0422-HH23S | JDZXR22-3C1 3.3/v3 0.11/v3 0.11/3 kV |  | 121EL-VT | 3GB |  | B12 | COMM | CS03 | Z001 | V |  | F | RM | PD | ZABB | HGQ | 3410121000 | PC |  | 1 | T_GUIHUA_YE | [5 empty] | 1 | 0 | PC | 2015-08-25 | 0 | PC
VTS-OT-G0422-I411 | JDZX22-3C1 3.3/v3 0.11/v3 0.11/3 kV |  | 121EL-VT | 3GB |  | B12 | COMM | CS03 | Z001 | V |  | F | RM | PD | ZABB | HGQ | 3410121000 | PC |  | 1 | T_GUIHUA_YE | [5 empty] | 1 | 0 | PC | 2016-02-23 | 0 | PC
VTS-OT-G0422-I411S | JDZXR23-3 3.3/v3 0.11/v3 0.11/3 kV |  | 121EL-VT | 3GB |  | B12 | COMM | CS03 | Z001 | V |  | F | RM | PD | ZABB | HGQ | 3410121000 | PC |  | 1 | T_GUIHUA_YE | [5 empty] | 1 | 0 | PC | 2016-02-23 | 0 | PC
VTS-OT-G04224423S1 | JDZXR22-3C1 3.3/V3 0.11/V3 0.11/3kV |  | 121EL-VT | 3GB |  | B12 | COMM | CS03 | Z001 | V |  | F | RM | PD | ZABB | HGQ | 3410121000 | PC |  | 1 | CNXIHE4 | [5 empty] | 1 | 0 | PC | 2017-08-04 | 0 | PC
VTS-OT-G04224423S2 | JDZXR22-3C1 3.3/v3 0.11/v3 0.11/3kV |  | 121EL-VT | 3GB |  | 12H | COMM | CS03 | Z001 | V |  | F | RM | PD | ZABB | HGQ | 3410121000 | PC |  | 1 | CNGELI3 | [5 empty] | 1 | 0 | PC | 2019-06-11 | 0 | PC
VTS-OT-G0424-1123S | JDZXR22-10C1 3.3/√3 0.11/√3 0.11/√3 |  | 121EL-VT | 3GB |  | 12H | COMM | CS03 | Z001 | V |  | F | RM | PD | ZABB | HGQ | 3410121000 | PC |  | 1 | CNDUYAN | [5 empty] | 1 | 0 | PC | 2020-09-28 | 0 | PC
VTS-OT-G0424-2423S | JDZXR22-3C1 3.3/v3 0.11/v3 0.11/v3 kV |  | 121EL-VT | 3GB |  | B12 | COMM | CS03 | Z001 | V |  | F | RM | PD | ZABB | HGQ | 3410121000 | PC |  | 1 | CNXIHE4 | [5 empty] | 1 | 0 | PC | 2017-07-13 | 0 | PC
VTS-OT-G0424-4423 | JDZX22-3C1 3.3/v3 0.11/v3 0.11/v3 kV |  | 121EL-VT | 3GB |  | B12 | COMM | CS03 | Z001 | V |  | F | RM | PD | ZABB | HGQ | 3410121000 | PC |  | 1 | CNXIHE4 | [5 empty] | 1 | 0 | PC | 2016-04-11 | 0 | PC
VTS-OT-G0424-4423S | JDZXR22-3C1 3.3/v3 0.11/v3 0.11/v3 kV |  | 121EL-VT | 3GB |  | B12 | COMM | CS03 | Z001 | V |  | F | RM | PD | ZABB | HGQ | 3410121000 | PC |  | 1 | CNXIHE4 | [5 empty] | 1 | 0 | PC | 2016-04-11 | 0 | PC
VTS-OT-G04244423S1 | JDZXR23-3 3.3/v3 0.11/v3 0.11/v3 kV |  | 121EL-VT | 3GB |  | B12 | COMM | CS03 | Z001 | V |  | F | RM | PD | ZABB | HGQ | 3410121000 | PC |  | 1 | CNXIHE4 | [5 empty] | 1 | 0 | PC | 2017-07-13 | 0 | PC
VTS-OT-G04244423S2 | JDZXR22-3C1 3.3/v3 0.11/v3 0.11/v3 kV |  | 121EL-VT | 3GB |  | B12 | COMM | CS03 | Z001 | V |  | F | RM | PD | ZABB | HGQ | 3410121000 | PC |  | 1 | CNXIHE4 | [5 empty] | 1 | 0 | PC | 2017-07-13 | 0 | PC
VTS-OT-G0530-8030S | JDZXR22-6C1 4.2kV/root3 : 120V/root3 |  | 121EL-VT | 3GB |  | 12H | COMM | CS03 | Z001 | V |  | F | RM | PD | ZABB | HGQ | 3410121000 | PC |  | 1 | CNGELI3 | [5 empty] | 1 | 0 | PC | 2020-02-28 | 0 | PC
VTS-OT-G05308030S1 | JDZXR22-10C1 4.2kV/v3 : 120V/v3 |  | 121EL-VT |  |  | 129 | COMM | CS03 | Z001 | V |  | F | RM | PD | ZABB | HGQ | 3410121000 | PC |  | 1 | CNGELI3 | [5 empty] | 1 | 0 | PC | 2020-02-28 | 0 | PC
VTS-OT-G0610-2020S | JDZXR23-6 6/√3 0.1/√3 kV，30VA/CL0.5 |  | 121EL-VT | 3GB |  | B12 | COMM | CS03 | Z001 | V |  | F | RM | PD | ZABB | HGQ | 3410121000 | PC |  | 1 | CNDUYAN | [5 empty] | 1 | 0 | PC | 2018-05-11 | 0 | PC
VTS-OT-G0610-4020S | JDZXR23-6 6/v3 0.1/v3 kV 50VA/CL0.5 |  | 121EL-VT | 3GB |  | B12 | COMM | CS03 | Z001 | V |  | F | RM | PD | ZABB | HGQ | 3410121000 | PC |  | 1 | CNXIHE4 | [5 empty] | 1 | 0 | PC | 2016-08-22 | 0 | PC
VTS-OT-G0611-2423S | JDZXR22-6C1 6/v3 0.1/v3 0.1/3kV |  | 121EL-VT | 3GB |  | B12 | COMM | CS03 | Z001 | V |  | F | RM | PD | ZABB | HGQ | 3410121000 | PC |  | 1 | CNXIHE4 | [5 empty] | 1 | 0 | PC | 2016-08-22 | 0 | PC
VTS-OT-G0611-2521S | JDZXR23-6 6/v3 0.1/v3 0.1/3kV |  | 121EL-VT |  |  | B03 | COMM | CS03 | Z001 | V |  | F | RM | PD | ZABB | HGQ | 3410121000 | PC |  | 1 | CNDUYAN | [5 empty] | 1 | 0 | PC | 2018-04-08 | 0 | PC
VTS-OT-G0611-2813 | JDZX22-6C1 6/√3 0.1/√3 0.1/3kV |  | 121EL-VT | 3GB |  | B12 | COMM | CS03 | Z001 | V |  | F | RM | PD | ZABB | HGQ | 3410121000 | PC |  | 1 | CNDUYAN | [5 empty] | 1 | 0 | PC | 2018-04-28 | 0 | PC
VTS-OT-G0611-4423S | JDZXR22-6C1 6/v3 0.1/v3 0.1/3kV CL0.5/3P |  | 121EL-VT | 3GB |  | B12 | COMM | CS03 | Z001 | V |  | F | RM | PD | ZABB | HGQ | 3410121000 | PC |  | 1 | CNXIHE4 | [5 empty] | 1 | 0 | PC | 2014-07-15 | 0 | PC
VTS-OT-G0611-4493 | JDZX22-6C1G-A 6/v3 0.1/v3 0.1/3 kV |  | 121EL-VT | 3GB |  | 12H | COMM | CS03 | Z001 | V |  | F | RM | PD | ZABB | HGQ | 3410121000 | PC |  | 1 | CNJOCHE21 | [5 empty] | 1 | 0 | PC | 2020-07-28 | 0 | PC
VTS-OT-G0611-4823S | JDZXR22-6C1 6/v3 0.1/v3 0.1/3kV CL0.5/3P |  | 121EL-VT | 3GB |  | B12 | COMM | CS03 | Z001 | V |  | F | RM | PD | ZABB | HGQ | 3410121000 | PC |  | 1 | CNXIHE4 | [5 empty] | 1 | 0 | PC | 2014-02-19 | 0 | PC
VTS-OT-G0611-L823S | JDZXR22-10C1 6/√3/0.1/√3/0.1/3kV |  | 121EL-VT | 3GB |  | 12H | COMM | CS03 | Z001 | V |  | F | RM | PD | ZABB | HGQ | 3410121000 | PC |  | 1 | CNJOCHE21 | [5 empty] | 1 | 0 | PC | 2021-08-09 | 0 | PC
VTS-OT-G06112423S1 | JDZXR22-10C1 6/v3 0.1/v3 0.1/3 kV |  | 121EL-VT | 3GB |  | 12H | COMM | CS03 | Z001 | V |  | F | RM | PD | ZABB | HGQ | 3410121000 | PC |  | 1 | CNGELI3 | [5 empty] | 1 | 0 | PC | 2019-03-08 | 0 | PC
VTS-OT-G06112521S1 | JDZXR22-6C1 6/v3 0.1/v3 0.1/3kV |  | 121EL-VT |  |  | B03 | COMM | CS03 | Z001 | V |  | F | RM | PD | ZABB | HGQ | 3410121000 | PC |  | 1 | CNDUYAN | [5 empty] | 1 | 0 | PC | 2018-04-08 | 0 | PC
VTS-OT-G06114423S1 | JDZXR22-6C1 6/v3 0.1/v3 0.1/3kV |  | 121EL-VT | 3GB |  | B12 | COMM | CS03 | Z001 | V |  | F | RM | PD | ZABB | HGQ | 3410121000 | PC |  | 1 | CNXIHE4 | [5 empty] | 1 | 0 | PC | 2016-09-27 | 0 | PC
VTS-OT-G06114423S2 | JDZXR22-6C1 6/v3 0.1/v3 0.1/3kV |  | 121EL-VT | 3GB |  | B12 | COMM | CS03 | Z001 | V |  | F | RM | PD | ZABB | HGQ | 3410121000 | PC |  | 1 | CNXIHE4 | [5 empty] | 1 | 0 | PC | 2016-10-26 | 0 | PC
VTS-OT-G06114423S3 | JDZXR22-6C1 6/v3 0.1/v3 0.1/3kV |  | 121EL-VT | 3GB |  | B12 | COMM | CS03 | Z001 | V |  | F | RM | PD | ZABB | HGQ | 3410121000 | PC |  | 1 | CNXIHE4 | [5 empty] | 1 | 0 | PC | 2017-03-31 | 0 | PC
VTS-OT-G06114423S4 | JDZXR23-6 6/v3 0.1/v3 0.1/3kV |  | 121EL-VT | 3GB |  | B12 | COMM | CS03 | Z001 | V |  | F | RM | PD | ZABB | HGQ | 3410121000 | PC |  | 1 | CNXIHE4 | [5 empty] | 1 | 0 | PC | 2017-03-31 | 0 | PC
VTS-OT-G06114423S5 | JDZXR23-6 6/√3 /0.1/√3/0.1/3 kV |  | 121EL-VT | 3GB |  | B03 | COMM | CS03 | Z001 | V |  | F | RM | PD | ZABB | HGQ | 3410121000 | PC |  | 1 | CNDUYAN | [5 empty] | 1 | 0 | PC | 2018-03-02 | 0 | PC
VTS-OT-G06114423S6 | JDZXR22-10C1 6kV/V3;0.1kV/V3; 0.1kV/3; |  | 26XEL |  |  | 129 | COMM | CS03 | Z001 | V |  | F |  | PD | ZABB | HGC | 3410121000 | PC |  | 1 | CNDUYAN | [5 empty] | 1 | 0 | PC | 2018-09-28 | 0 | PC
VTS-OT-G06114423S8 | JDZXR22-6C1 6/v3 0.1/v3 0.1/3kV |  | 121EL-VT | 3GB |  | 12H | COMM | CS03 | Z001 | V |  | F | RM | PD | ZABB | HGQ | 3410121000 | PC |  | 1 | CNGELI3 | [5 empty] | 1 | 0 | PC | 2020-04-17 | 0 | PC
VTS-OT-G06114423S9 | JDZXR22-10C1 6/v3 0.1/v3 0.1/3kV |  | 121EL-VT | 3GB |  | 12H | COMM | CS03 | Z001 | V |  | F | RM | PD | ZABB | HGQ | 3410121000 | PC |  | 1 | CNJOCHE21 | [5 empty] | 1 | 0 | PC | 2021-12-27 | 0 | PC
VTS-OT-G06114823S1 | JDZXR22-6C1 6/v3 0.1/v3 0.1/v3 kV |  | 121EL-VT | 3GB |  | B12 | COMM | CS03 | Z001 | V |  | F | RM | PD | ZABB | HGQ | 3410121000 | PC |  | 1 | CNXIHE4 | [5 empty] | 1 | 0 | PC | 2016-10-19 | 0 | PC
VTS-OT-G06114823S2 | JDZXR22-6C1 6/V3 /0.1/V3/ 0.1/3 kV |  | 121EL-VT | 3GB |  | B12 | COMM | CS03 | Z001 | V |  | F | RM | PD | ZABB | HGQ | 3410121000 | PC |  | 1 | CNXIHE4 | [5 empty] | 1 | 0 | PC | 2017-07-04 | 0 | PC
VTS-OT-G06114823S3 | JDZXR22-6C1 6/v3 0.1/v3 0.1/3kV |  | 121EL-VT | 3GB |  | 12H | COMM | CS03 | Z001 | V |  | F | RM | PD | ZABB | HGQ | 3410121000 | PC |  | 1 | CNGELI3 | [5 empty] | 1 | 0 | PC | 2020-03-19 | 0 | PC
VTS-OT-G0613-2223 | JDZX22-6C1 6/v3 0.1/v3 0.1/v3 kV |  | 121EL-VT | 3GB |  | B12 | COMM | CS03 | Z001 | V |  | F | RM | PD | ZABB | HGQ | 3410121000 | PC |  | 1 | CNXIHE4 | [5 empty] | 1 | 0 | PC | 2016-05-16 | 0 | PC
VTS-OT-G0613-4493 | JDZX22-6C1G-N 6/v3 0.1/v3 0.1/v3 kV |  | 121EL-VT | 3GB |  | 12H | COMM | CS03 | Z001 | V |  | F | RM | PD | ZABB | HGQ | 3410121000 | PC |  | 1 | CNDUYAN | [5 empty] | 1 | 0 | PC | 2020-07-27 | 0 | PC
VTS-OT-G0615-2423S | JDZXR22-6C1 6/v3 0.1/v3 0.1kV |  | 121EL-VT | 3GB |  | B12 | COMM | CS03 | Z001 | V |  | F | RM | PD | ZABB | HGQ | 3410121000 | PC |  | 1 | CNXIHE4 | [5 empty] | 1 | 0 | PC | 2016-08-22 | 0 | PC
VTS-OT-G0620-2020S | JDZXR23-6 6/v3 0.11/v3 kV 30VA/CL0.5 |  | 121EL-VT | 3GB |  | B03 | COMM | CS03 | Z001 | V |  | F | RM | PD | ZABB | HGQ | 3410121000 | PC |  | 1 | CNSHZEN2 | [5 empty] | 1 | 0 | PC | 2017-11-02 | 0 | PC
VTS-OT-G0620-4020 | JDZXR23-6 6/v3 0.11/v3,50VA/CL0.5 |  | 121EL-VT | 3GB |  | B12 | COMM | CS03 | Z001 | V |  | F | RM | PD | ZABB | HGQ | 3410121000 | PC |  | 1 | CNSAQIN | [5 empty] | 1 | 0 | PC | 2018-02-05 | 0 | PC
VTS-OT-G0620-8030 | JDZX22-6C1 6/√3/0.11/√3kV 1.0 100VA |  | 121EL-VT |  |  | 129 | COMM | CS03 | Z001 | V |  | F | RM | PD | ZABB | HGQ | 3410121000 | PC |  | 1 | CNDUYAN | [5 empty] | 1 | 0 | PC | 2020-07-24 | 0 | PC
VTS-OT-G0622-1113 | JDZX22-10C1 6/√3/0.11/√3kV/0.11/3kV |  | 121EL-VT |  |  | 129 | COMM | CS03 | Z001 | V |  | F | RM | PD | ZABB | HGQ | 3410121000 | PC |  | 1 | CNDUYAN | [5 empty] | 1 | 0 | PC | 2020-08-25 | 0 | PC
VTS-OT-G0622-1113S | JDZXR22-10C1 6/√3/0.11/√3kV 0.11/3kV |  | 121EL-VT |  |  | 129 | COMM | CS03 | Z001 | V |  | F | RM | PD | ZABB | HGQ | 3410121000 | PC |  | 1 | CNDUYAN | [5 empty] | 1 | 0 | PC | 2020-08-07 | 0 | PC
VTS-OT-G0622-4423S | JDZXR23-6 6/v3 0.11/v3 0.11/3kV,0.5/3P |  | 121EL-VT | 3GB |  | 12H | COMM | CS03 | Z001 | V |  | F | RM | PD | ZABB | HGQ | 3410121000 | PC |  | 1 | CNXIHE4 | [5 empty] | 1 | 0 | PC | 2014-07-01 | 0 | PC
VTS-OT-G0622-5823 | JDZX22-6C1 6/v3 0.11/v3 0.11/3 kV |  | 121EL-VT | 3GB |  | B12 | COMM | CS03 | Z001 | V |  | F | RM | PD | ZABB | HGQ | 3410121000 | PC |  | 1 | CNDUYAN | [5 empty] | 1 | 0 | PC | 2018-03-21 | 0 | PC
VTS-OT-G0622-I411S | JDZXR23-6 6/v3 0.11/v3 0.11/3kV |  | 121EL-VT | 3GB |  | B12 | COMM | CS03 | Z001 | V |  | F | RM | PD | ZABB | HGQ | 3410121000 | PC |  | 1 | CNXIHE4 | [5 empty] | 1 | 0 | PC | 2016-06-28 | 0 | PC
VTS-OT-G06224423S1 | JDZXR22-6C1 6/v3 0.11/v3 0.11/3kV |  | 121EL-VT | 3GB |  | B12 | COMM | CS03 | Z001 | V |  | F | RM | PD | ZABB | HGQ | 3410121000 | PC |  | 1 | CNXIHE4 | [5 empty] | 1 | 0 | PC | 2016-12-13 | 0 | PC
VTS-OT-G06224423S2 | JDZXR23-6 6/v3 0.11/v3 0.11/3 kV |  | 121EL-VT | 3GB |  | B12 | COMM | CS03 | Z001 | V |  | F | RM | PD | ZABB | HGQ | 3410121000 | PC |  | 1 | CNXIHE4 | [5 empty] | 1 | 0 | PC | 2017-09-22 | 0 | PC
VTS-OT-G06224423S3 | JDZXR23-6 6/v3 0.11/v3 0.11/3kV |  | 121EL-VT | 3GB |  | 12H | COMM | CS03 | Z001 | V |  | F | RM | PD | ZABB | HGQ | 3410121000 | PC |  | 1 | CNSHZHA9 | [5 empty] | 1 | 0 | PC | 2018-02-06 | 0 | PC
VTS-OT-G0624-4423S | JDZXR22-6C1 6/v3 0.11/v3 0.11/v3 kV |  | 121EL-VT | 3GB |  | B12 | COMM | CS03 | Z001 | V |  | F | RM | PD | ZABB | HGQ | 3410121000 | PC |  | 1 | CNXIHE4 | [5 empty] | 1 | 0 | PC | 2016-06-23 | 0 | PC
VTS-OT-G0624-4433S | JDZXR22-10C1 6/V3:0.11/V3:0.11/V3 |  | 121EL-VT | 3GB |  | 12H | COMM | CS03 | Z001 | V |  | F | RM | PD | ZABB | HGQ | 3410121000 | PC |  | 1 | CNJISU10 | [5 empty] | 1 | 0 | PC | 2022-01-05 | 0 | PC
VTS-OT-G0630-1020 | JDZX22-10C1 6/√3/0.12/√3kV 0.5 15VA |  | 121EL-VT |  |  | 129 | COMM | CS03 | Z001 | V |  | F | RM | PD | ZABB | HGQ | 3410121000 | PC |  | 1 | CNJOCHE21 | [5 empty] | 1 | 0 | PC | 2020-10-16 | 0 | PC
VTS-OT-G0710-4423S | JDZXR22-6C1 6.6/V3 0.1/V3 0.1/V3 kV |  | 121EL-VT |  |  | B03 | COMM | CS03 | Z001 | V |  | F | RM | PD | ZABB | HGQ | 3410121000 | PC |  | 1 | CNXIHE4 | [5 empty] | 1 | 0 | PC | 2016-12-06 | 0 | PC
VTS-OT-G0710-8030S | JDZXR23-6 6.6/v3 0.1/v3kV,100VA/CL1.0 |  | 121EL-VT |  |  | B03 | COMM | CS03 | Z001 | V |  | F | RM | PD | ZABB | HGQ | 3410121000 | PC |  | 1 | CNDUYAN | [5 empty] | 1 | 0 | PC | 2018-06-19 | 0 | PC
VTS-OT-G0711-1411S | JDZXR22-10C1 6.6/v3 0.1/v3 0.1/3kV |  | 121EL-VT | 3GB |  | 12H | COMM | CS03 | Z001 | V |  | F | RM | PD | ZABB | HGQ | 3410121000 | PC |  | 1 | CNDUYAN | [5 empty] | 1 | 0 | PC | 2020-09-02 | 0 | PC
VTS-OT-G0711-2213S | JDZXR23-6 6.6/v3 0.1/v3 0.1/3 kV 30VA/CL |  | 121EL-VT | 3GB |  | B12 | COMM | CS03 | Z001 | V |  | F | RM | PD | ZABB | HGQ | 3410121000 | PC |  | 1 | T_GUIHUA_YE | [5 empty] | 1 | 0 | PC | 2014-03-07 | 0 | PC
VTS-OT-G0711-2423 | JDZX22-10C1 6.6/v3 0.1/v3 0.1/3kV 0.5/3P |  | 121EL-VT | 3GB |  | 12H | COMM | CS03 | Z001 | V |  | F | RM | PD | ZABB | HGQ | 3410121000 | PC |  | 1 | CNDUYAN | [5 empty] | 1 | 0 | PC | 2020-08-28 | 0 | PC
VTS-OT-G0711-2423S | JDZXR22-10C1 6.6/v3 0.1/v3 0.1/3kV |  | 121EL-VT | 3GB |  | 12H | COMM | CS03 | Z001 | V |  | F | RM | PD | ZABB | HGQ | 3410121000 | PC |  | 1 | CNJISU10 | [5 empty] | 1 | 0 | PC | 2022-03-29 | 0 | PC
VTS-OT-G0711-4413S | JDZXR22-6C1 6.6kV/rt3: 100V/rt3 :100V/3 |  | 121EL-VT |  |  | 129 | COMM | CS03 | Z001 | V |  | F | RM | PD | ZABB | HGQ | 3410121000 | PC |  | 1 | CNDUYAN | [5 empty] | 1 | 0 | PC | 2020-07-20 | 0 | PC
VTS-OT-G0711-4421S | JDZXR23-6 6.6/v3 0.1/v3 0.1/3kV CL0.5/6P |  | 121EL-VT | 3GB |  | B12 | COMM | CS03 | Z001 | V |  | F | RM | PD | ZABB | HGQ | 3410121000 | PC |  | 1 | CNXIHE4 | [5 empty] | 1 | 0 | PC | 2013-04-10 | 0 | PC
VTS-OT-G0711-4423S | JDZXR22-10C1 6.6/V3 0.11/V3 0.11/3 |  | 121EL-VT |  |  | 129 | COMM | CS03 | Z001 | V |  | F | RM | PD | ZABB | HGQ | 3410121000 | PC |  | 1 | CNJOCHE21 | [5 empty] | 1 | 0 | PC | 2020-10-16 | 0 | PC
VTS-OT-G0711-6823S | JDZXR22-10C1 6.6/√3/0.1/√3kV 0.5 75VA |  | 121EL-VT | 3GB |  | 12H | COMM | CS03 | Z001 | V |  | F | RM | PD | ZABB | HGQ | 3410121000 | PC |  | 1 | CNJISU10 | [5 empty] | 1 | 0 | PC | 2022-01-12 | 0 | PC
VTS-OT-G0711-H213S | JDZXR23-6 6.3/v3 0.1/v3 0.1/3 kV W.TUBE |  | 121EL-VT | 3GB |  | B12 | COMM | CS03 | Z001 | V |  | F | RM | PD | ZABB | HGQ | 3410121000 | PC |  | 1 | CNXIHE4 | [5 empty] | 1 | 0 | PC | 2015-10-10 | 0 | PC
VTS-OT-G0711-I223 | JDZX22-6C1 6.6/v3 0.1/v3 0.1/3kV 20VA/CL |  | 121EL-VT | 3GB |  | B12 | COMM | CS03 | Z001 | V |  | F | RM | PD | ZABB | HGQ | 3410121000 | PC |  | 1 | T_GUIHUA_YE | [5 empty] | 1 | 0 | PC | 2014-03-07 | 0 | PC
VTS-OT-G0714-4423S | JDZXR22-6C1 6.6/V3 0.1/V3 0.1/V3 kV |  | 121EL-VT | 3GB |  | B12 | COMM | CS03 | Z001 | V |  | F | RM | PD | ZABB | HGQ | 3410121000 | PC |  | 1 | CNXIHE4 | [5 empty] | 1 | 0 | PC | 2016-12-06 | 0 | PC
VTS-OT-G0715-I411S | JDZXR23-6 6.6/v3 0.1/v3 0.1kV |  | 121EL-VT | 3GB |  | B12 | COMM | CS03 | Z001 | V |  | F | RM | PD | ZABB | HGQ | 3410121000 | PC |  | 1 | CNGELI3 | [5 empty] | 1 | 0 | PC | 2018-09-27 | 0 | PC
VTS-OT-G0715I411S1 | JDZXR22-6C1 6.6/v3 0.1/v3 0.1kV |  | 121EL-VT | 3GB |  | B12 | COMM | CS03 | Z001 | V |  | F | RM | PD | ZABB | HGQ | 3410121000 | PC |  | 1 | CNGELI3 | [5 empty] | 1 | 0 | PC | 2018-10-19 | 0 | PC
VTS-OT-G0720-1010S | JDZXR22-10C1 6.6/v3 0.11/v3 0.11/v3 kV |  | 121EL-VT | 3GB |  | 12H | COMM | CS03 | Z001 | V |  | F | RM | PD | ZABB | HGQ | 3410121000 | PC |  | 1 | CNZHZHA51 | [5 empty] | 1 | 0 | PC | 2021-01-28 | 0 | PC
VTS-OT-G0720-2020 | JDZX22-6C1 6.6/v3 0.11/v3 CL0.5,30VA |  | 121EL-VT | 3GB |  | B12 | COMM | CS03 | Z001 | V |  | F | RM | PD | ZABB | HGQ | 3410121000 | PC |  | 1 | CNSHZEN2 | [5 empty] | 1 | 0 | PC | 2018-01-17 | 0 | PC
VTS-OT-G0720-2020S | JDZXR22-10C1 Us=6.6/V3kV:0.11/V3 kV 0.5 |  | 121EL-VT | 3GB |  | 12H | COMM | CS03 | Z001 | V |  | F | RM | PD | ZABB | HGQ | 3410121000 | PC |  | 1 | CNJOCHE21 | [5 empty] | 1 | 0 | PC | 2021-04-29 | 0 | PC
VTS-OT-G0720-2080S | JDZXR22-10C1 6.6/√3:0.11/√3 Cls 3P, 30VA |  | 121EL-VT | 3GB |  | 129 | COMM | CS03 | Z001 | V |  | F | RM | PD | ZABB | HGQ | 3410121000 | PC |  | 1 | CNJOCHE21 | [5 empty] | 1 | 0 | PC | 2021-04-25 | 0 | PC
VTS-OT-G0720-20B0S | JDZXR23-6 6.6/v3 0.11/v3kV |  | 121EL-VT | 3GB |  | B12 | COMM | CS03 | Z001 | V |  | F | RM | PD | ZABB | HGQ | 3410121000 | PC |  | 1 | CNXIHE4 | [5 empty] | 1 | 0 | PC | 2017-11-24 | 0 | PC
VTS-OT-G0720-20C0S | JDZXR23-6 6.6/v3 0.11/v3 kV 30VA/0.2(3P) |  | 121EL-VT | 3GB |  | B12 | COMM | CS03 | Z001 | V |  | F | RM | PD | ZABB | HGQ | 3410121000 | PC |  | 1 | CNXIHE4 | [5 empty] | 1 | 0 | PC | 2016-06-28 | 0 | PC
VTS-OT-G0720-4020 | JDZX22-6C1 6.6/v3 0.11/v3 CL0.5, 50VA |  | 121EL-VT | 3GB |  | B12 | COMM | CS03 | Z001 | V |  | F | RM | PD | ZABB | HGQ | 3410121000 | PC |  | 1 | CNXIHE4 | [5 empty] | 1 | 0 | PC | 2017-01-20 | 0 | PC
VTS-OT-G0720-4020S | JDZXR22-6C1 6.6/v3 0.11/v3kV 50VA/CL0.5 |  | 121EL-VT | 3GB |  | B12 | COMM | CS03 | Z001 | V |  | F | RM | PD | ZABB | HGQ | 3410121000 | PC |  | 1 | CNXIHE4 | [5 empty] | 1 | 0 | PC | 2014-03-12 | 0 | PC
VTS-OT-G0720-4090S | JDZXR22-6C1 6.6/v3 0.11/v3kV |  | 121EL-VT | 3GB |  | 12H | COMM | CS03 | Z001 | V |  | F | RM | PD | ZABB | HGQ | 3410121000 | PC |  | 1 | CNDUYAN | [5 empty] | 1 | 0 | PC | 2020-11-02 | 0 | PC
VTS-OT-G0720-6020 | JDZX22-6C1 6.6/v3 0.11/v3 kV 75VA/CL0.5 |  | 121EL-VT | 3GB |  | B12 | COMM | CS03 | Z001 | V |  | F | RM | PD | ZABB | HGQ | 3410121000 | PC |  | 1 | CNGELI3 | [5 empty] | 1 | 0 | PC | 2019-03-12 | 0 | PC
VTS-OT-G0720-6020S | JDZXR22-6C1 6.6/v3 0.11/v3 kV 75VA/CL0.5 |  | 121EL-VT | 3GB |  | B12 | COMM | CS03 | Z001 | V |  | F | RM | PD | ZABB | HGQ | 3410121000 | PC |  | 1 | CNGELI3 | [5 empty] | 1 | 0 | PC | 2019-03-08 | 0 | PC
VTS-OT-G0720-6030S | JDZXR22-6C1 6.6/v3 0.11/v3 kV |  | 121EL-VT | 3GB |  | 12H | COMM | CS03 | Z001 | V |  | F | RM | PD | ZABB | HGQ | 3410121000 | PC |  | 1 | CNGELI3 | [5 empty] | 1 | 0 | PC | 2019-09-25 | 0 | PC
VTS-OT-G0720-8020 | JDZX22-6C1 6.6kV/root3:110V/root3 (star) |  | 121EL-VT | 3GB |  | 12H | COMM | CS03 | Z001 | V |  | F | RM | PD | ZABB | HGQ | 3410121000 | PC |  | 1 | CNGELI3 | [5 empty] | 1 | 0 | PC | 2020-03-11 | 0 | PC
VTS-OT-G0720-8030 | JDZX22-6C1 6.6kV/V3;0.11kV/V3;1.0 100VA |  | 121EL-VT | 3GB |  | B12 | COMM | CS03 | Z001 | V |  | F | RM | PD | ZABB | HGQ | 3410121000 | PC |  | 1 | CNSHZHA9 | [5 empty] | 1 | 0 | PC | 2018-08-01 | 0 | PC
VTS-OT-G0720-8030S | JDZXR22-6C1 6.6/v3 0.11/v3kV,100VA/CL1.0 |  | 121EL-VT | 3GB |  | B12 | COMM | CS03 | Z001 | V |  | F | RM | PD | ZABB | HGQ | 3410121000 | PC |  | 1 | CNXIHE4 | [5 empty] | 1 | 0 | PC | 2014-06-04 | 0 | PC
VTS-OT-G0720-I010 | JDZX22-6C1 6.6kV/√3:0.11kV/√3 |  | 121EL-VT | 3GB |  | 12H | COMM | CS03 | Z001 | V |  | F | RM | PD | ZABB | HGQ | 3410121000 | PC |  | 1 | CNGELI3 | [5 empty] | 1 | 0 | PC | 2020-01-06 | 0 | PC
VTS-OT-G0720-I010S | JDZXR22-6C1 6.6/V3Kv 0.11/V3 kV |  | 121EL-VT |  |  | 129 | COMM | CS03 | Z001 | V |  | F | RM | PD | ZABB | HGQ | 3410121000 | PC |  | 1 | CNJOCHE21 | [5 empty] | 1 | 0 | PC | 2021-03-04 | 0 | PC
VTS-OT-G0720-I030 | JDZX22-6C1 6.6/v3 0.11/v3 kV 20VA/CL1.0 |  | 121EL-VT | 3GB |  | B12 | COMM | CS03 | Z001 | V |  | F | RM | PD | ZABB | HGQ | 3410121000 | PC |  | 1 | CNDUYAN | [5 empty] | 1 | 0 | PC | 2018-07-26 | 0 | PC
VTS-OT-G0720-I0C0S | JDZXR22-6C1 6.6/V3Kv 0.11/V3 kV |  | 121EL-VT | 3GB |  | 12H | COMM | CS03 | Z001 | V |  | F | RM | PD | ZABB | HGQ | 3410121000 | PC |  | 1 | CNJOCHE21 | [5 empty] | 1 | 0 | PC | 2021-03-09 | 0 | PC
VTS-OT-G072020B0S1 | JDZXR22-6C1 6.6/v3 0.11/v3kV |  | 121EL-VT | 3GB |  | 12H | COMM | CS03 | Z001 | V |  | F | RM | PD | ZABB | HGQ | 3410121000 | PC |  | 1 | CNXIHE4 | [5 empty] | 1 | 0 | PC | 2018-01-09 | 0 | PC
VTS-OT-G072020B0S2 | JDZXR24-6 6.6/v3 0.11/v3kV,30VA/CL.1.0( |  | 121EL-VT | 3GB |  | B12 | COMM | CS03 | Z001 | V |  | F | RM | PD | ZABB | HGQ | 3410121000 | PC |  | 1 | CNDUYAN | [5 empty] | 1 | 0 | PC | 2018-03-09 | 0 | PC
VTS-OT-G07204020S1 | JDZXR22-6C1 6.6/v3 0.11/v3kV |  | 121EL-VT | 3GB |  | B12 | COMM | CS03 | Z001 | V |  | F | RM | PD | ZABB | HGQ | 3410121000 | PC |  | 1 | CNDUYAN | [5 empty] | 1 | 0 | PC | 2018-08-24 | 0 | PC
VTS-OT-G07208030-2 | JDZX22-6C1 6.6/√3/0.11/√3kV 1.0 100VA |  | 121EL-VT | 3GB |  | 12H | COMM | CS03 | Z001 | V |  | F | RM | PD | ZABB | HGQ | 3410121000 | PC |  | 1 | CNDUYAN | [5 empty] | 1 | 0 | PC | 2020-08-12 | 0 | PC
VTS-OT-G07208030S1 | JDZXR23-6 6600/v3 110/v3 100VA/CL1 |  | 121EL-VT | 3GB |  | B12 | COMM | CS03 | Z001 | V |  | F | RM | PD | ZABB | HGQ | 3410121000 | PC |  | 1 | T_GUIHUA_YE | [5 empty] | 1 | 0 | PC | 2015-12-29 | 0 | PC
VTS-OT-G07208030S2 | JDZXR22-6C1 6600/v3 110/v3 100VA/CL1 |  | 121EL-VT | 3GB |  | B12 | COMM | CS03 | Z001 | V |  | F | RM | PD | ZABB | HGQ | 3410121000 | PC |  | 1 | T_GUIHUA_YE | [5 empty] | 1 | 0 | PC | 2015-12-29 | 0 | PC
VTS-OT-G07208030S3 | JDZXR22-6C1 6.6/v3 0.11/v3kV 100VA/CL1.0 |  | 121EL-VT | 3GB |  | 12H | COMM | CS03 | Z001 | V |  | F | RM | PD | ZABB | HGQ | 3410121000 | PC |  | 1 | CNDUYAN | [5 empty] | 1 | 0 | PC | 2018-03-19 | 0 | PC
VTS-OT-G07208030S4 | JDZXR22-6C1 6600/v3 110/v3 100VA/CL1 |  | 121EL-VT | 3GB |  | B12 | COMM | CS03 | Z001 | V |  | F | RM | PD | ZABB | HGQ | 3410121000 | PC |  | 1 | CNSUYOU1 | [5 empty] | 1 | 0 | PC | 2018-06-08 | 0 | PC
VTS-OT-G07208030S5 | JDZXR23-6 6.6/v3 0.11/v3kV |  | 121EL-VT | 3GB |  | B12 | COMM | CS03 | Z001 | V |  | F | RM | PD | ZABB | HGQ | 3410121000 | PC |  | 1 | CNDUYAN | [5 empty] | 1 | 0 | PC | 2018-06-21 | 0 | PC
VTS-OT-G07208030S7 | JDZXR22-6C1 6.6/v3 0.11/v3 kV |  | 121EL-VT | 3GB |  | 12H | COMM | CS03 | Z001 | V |  | F | RM | PD | ZABB | HGQ | 3410121000 | PC |  | 1 | CNGELI3 | [5 empty] | 1 | 0 | PC | 2019-08-14 | 0 | PC
VTS-OT-G0722-2221S | JDZXR22-6C1 6.6/v3 0.11/v3 0.11/3kV CL0. |  | 121EL-VT | 3GB |  | B12 | COMM | CS03 | Z001 | V |  | F | RM | PD | ZABB | HGQ | 3410121000 | PC |  | 1 | CNXIHE4 | [5 empty] | 1 | 0 | PC | 2015-11-09 | 0 | PC
VTS-OT-G0722-2223 | JDZX22-6C1 6.6/v3 0.11/v3 0.11/3kV |  | 121EL-VT | 3GB |  | B12 | COMM | CS03 | Z001 | V |  | F | RM | PD | ZABB | HGQ | 3410121000 | PC |  | 1 | CNDUYAN | [5 empty] | 1 | 0 | PC | 2018-02-27 | 0 | PC
VTS-OT-G0722-2223S | JDZXR22-6C1 6.6kV/root3:110V/root3:110V/ |  | 121EL-VT | 3GB |  | 12H | COMM | CS03 | Z001 | V |  | F | RM | PD | ZABB | HGQ | 3410121000 | PC |  | 1 | CNGELI3 | [5 empty] | 1 | 0 | PC | 2019-10-21 | 0 | PC
VTS-OT-G0722-2283S | JDZXR22-10C1 6.6/√3/0.11/√3kV 3P 30VA |  | 121EL-VT | 3GB |  | 12H | COMM | CS03 | Z001 | V |  | F | RM | PD | ZABB | HGQ | 3410121000 | PC |  | 1 | CNJOCHE21 | [5 empty] | 1 | 0 | PC | 2021-09-15 | 0 | PC
VTS-OT-G0722-2411S | JDZXR23-6 6.6/v3 0.11/v3 0.11/3kV C1:30V |  | 121EL-VT | 3GB |  | B12 | COMM | CS03 | Z001 | V |  | F | RM | PD | ZABB | HGQ | 3410121000 | PC |  | 1 | T_GUIHUA_YE | [5 empty] | 1 | 0 | PC | 2015-09-29 | 0 | PC
VTS-OT-G0722-2423 | JDZX22-6C2G-N 6.6/v3 0.11/v3 0.11/3kV |  | 121EL-VT | 3GB |  | B12 | COMM | CS03 | Z001 | V |  | F | RM | PD | ZABB | HGQ | 3410121000 | PC |  | 1 | CNXIHE4 | [5 empty] | 1 | 0 | PC | 2014-08-06 | 0 | PC
VTS-OT-G0722-24C3S | JDZXR23-6 6.6/v3 0.11/v3 0.11/3kV |  | 121EL-VT | 3GB |  | B12 | COMM | CS03 | Z001 | V |  | F | RM | PD | ZABB | HGQ | 3410121000 | PC |  | 1 | CNXIHE4 | [5 empty] | 1 | 0 | PC | 2016-06-28 | 0 | PC
VTS-OT-G0722-2823 | JDZX22-6C1 6.6/v3 0.11/v3 0.11/3V |  | 121EL-VT | 3GB |  | B12 | COMM | CS03 | Z001 | V |  | F | RM | PD | ZABB | HGQ | 3410121000 | PC |  | 1 | CNXIHE4 | [5 empty] | 1 | 0 | PC | 2017-03-30 | 0 | PC
VTS-OT-G0722-2933 | JDZX22-6C1 6600/v3 110/v3 110/3V |  | 121EL-VT | 3GB |  | B12 | COMM | CS03 | Z001 | V |  | F | RM | PD | ZABB | HGQ | 3410121000 | PC |  | 1 | CNXIHE4 | [5 empty] | 1 | 0 | PC | 2017-11-29 | 0 | PC
VTS-OT-G0722-4233S | JDZXR22-6C1 6.6kV/root3:110V/root3:110V/ |  | 121EL-VT | 3GB |  | 12H | COMM | CS03 | Z001 | V |  | F | RM | PD | ZABB | HGQ | 3410121000 | PC |  | 1 | CNGELI3 | [5 empty] | 1 | 0 | PC | 2019-10-28 | 0 | PC
VTS-OT-G0722-4413S | JDZXR22-6C1 6.6kV/rt3: 110V/rt3 :110V/3 |  | 121EL-VT |  |  | 129 | COMM | CS03 | Z001 | V |  | F | RM | PD | ZABB | HGQ | 3410121000 | PC |  | 1 | CNDUYAN | [5 empty] | 1 | 0 | PC | 2020-07-23 | 0 | PC
VTS-OT-G0722-4423 | JDZX22-6C1 6.6/V3 0.11/V3 0.11/3 kV |  | 121EL-VT | 3GB |  | B12 | COMM | CS03 | Z001 | V |  | F | RM | PD | ZABB | HGQ | 3410121000 | PC |  | 1 | CNXIHE4 | [5 empty] | 1 | 0 | PC | 2017-12-07 | 0 | PC
VTS-OT-G0722-4423S | JDZXR22-6C1 6.6/v3 0.11/v3 0.11/3 kV |  | 121EL-VT | 3GB |  | 12H | COMM | CS03 | Z001 | V |  | F | RM | PD | ZABB | HGQ | 3410121000 | PC |  | 1 | CNXIHE4 | [5 empty] | 1 | 0 | PC | 2014-01-16 | 0 | PC
VTS-OT-G0722-4433 | JDZX22-6C1 6.6kV/V3;0.11kV/V3; 0.11 kV/3 |  | 26XEL |  |  | 129 | COMM | CS03 | Z001 | V |  | F |  | PD | ZABB | HGC | 3410121000 | PC |  | 1 | CNDUYAN | [5 empty] | 1 | 0 | PC | 2018-07-20 | 0 | PC
VTS-OT-G0722-4493S | JDZXR23-6 6.6/v3 0.11/v3 0.11/3kV |  | 121EL-VT | 3GB |  | 12H | COMM | CS03 | Z001 | V |  | F | RM | PD | ZABB | HGQ | 3410121000 | PC |  | 1 | CNGELI3 | [5 empty] | 1 | 0 | PC | 2020-03-10 | 0 | PC
VTS-OT-G0722-4823S | JDZXR22-6C1 6600/v3 110/v3 110/3V |  | 121EL-VT | 3GB |  | B12 | COMM | CS03 | Z001 | V |  | F | RM | PD | ZABB | HGQ | 3410121000 | PC |  | 1 | CNXIHE4 | [5 empty] | 1 | 0 | PC | 2016-12-14 | 0 | PC
VTS-OT-G0722-4933 | JDZX22-6C1 6.6/v3 0.11/v3 0.11/3kV |  | 121EL-VT | 3GB |  | B12 | COMM | CS03 | Z001 | V |  | F | RM | PD | ZABB | HGQ | 3410121000 | PC |  | 1 | CNDUYAN | [5 empty] | 1 | 0 | PC | 2018-06-27 | 0 | PC
VTS-OT-G0722-5423 | JDZX22-6C1 6.6/v3 0.11/v3 0.11/3 kV |  | 121EL-VT | 3GB |  | B12 | COMM | CS03 | Z001 | V |  | F | RM | PD | ZABB | HGQ | 3410121000 | PC |  | 1 | CNXIHE4 | [5 empty] | 1 | 0 | PC | 2018-01-08 | 0 | PC
VTS-OT-G0722-5623S | JDZXR22-6C1 6.6/v3 0.11/v3 0.11/3kV |  | 121EL-VT | 3GB |  | B12 | COMM | CS03 | Z001 | V |  | F | RM | PD | ZABB | HGQ | 3410121000 | PC |  | 1 | CNXIHE4 | [5 empty] | 1 | 0 | PC | 2014-04-16 | 0 | PC
VTS-OT-G0722-6623S | JDZXR22-6C1 6.6/v3 0.11/v3 0.11/3kV |  | 121EL-VT | 3GB |  | B12 | COMM | CS03 | Z001 | V |  | F | RM | PD | ZABB | HGQ | 3410121000 | PC |  | 1 | CNXIHE4 | [5 empty] | 1 | 0 | PC | 2014-04-16 | 0 | PC
VTS-OT-G0722-8433S | JDZXR22-6C1 6.6/v3 0.11/v3kV 0.11/3kV |  | 121EL-VT | 3GB |  | B12 | COMM | CS03 | Z001 | V |  | F | RM | PD | ZABB | HGQ | 3410121000 | PC |  | 1 | CNDUYAN | [5 empty] | 1 | 0 | PC | 2018-03-19 | 0 | PC
VTS-OT-G0722-8833 | JDZX22-10C1 6.6/v3 0.11/v3 0.11/3kV |  | 121EL-VT | 3GB |  | 12H | COMM | CS03 | Z001 | V |  | F | RM | PD | ZABB | HGQ | 3410121000 | PC |  | 1 | CNJUCHE12 | [5 empty] | 1 | 0 | PC | 2021-06-11 | 0 | PC
VTS-OT-G0722-8833S | JDZXR23-6 6.6/v3 0.11/v3 0.11/3kV C1:100 |  | 121EL-VT | 3GB |  | B12 | COMM | CS03 | Z001 | V |  | F | RM | PD | ZABB | HGQ | 3410121000 | PC |  | 1 | T_GUIHUA_YE | [5 empty] | 1 | 0 | PC | 2015-09-29 | 0 | PC
VTS-OT-G0722-C833S | JDZXR23-6 6.6kV/root3:110V/root3:110V/3 |  | 121EL-VT | 3GB |  | 12H | COMM | CS03 | Z001 | V |  | F | RM | PD | ZABB | HGQ | 3410121000 | PC |  | 1 | CNGELI3 | [5 empty] | 1 | 0 | PC | 2019-10-28 | 0 | PC
VTS-OT-G0722-G413S | JDZXR22-6C1 6.6kV/rt3: 110V/rt3 :110V/3 |  | 121EL-VT | 3GB |  | 12H | COMM | CS03 | Z001 | V |  | F | RM | PD | ZABB | HGQ | 3410121000 | PC |  | 1 | CNDUYAN | [5 empty] | 1 | 0 | PC | 2020-08-07 | 0 | PC
VTS-OT-G0722-H423S | JDZXR22-6C1 6600/v3 110/v3 110/3V |  | 121EL-VT | 3GB |  | B12 | COMM | CS03 | Z001 | V |  | F | RM | PD | ZABB | HGQ | 3410121000 | PC |  | 1 | CNXIHE4 | [5 empty] | 1 | 0 | PC | 2016-12-29 | 0 | PC
VTS-OT-G0722-HH23S | JDZXR23-6 6.6/V3/0.11/V3/0.11/3;0.5/3P |  | 121EL-VT | 3GB |  | B12 | COMM | CS03 | Z001 | V |  | F | RM | PD | ZABB | HGQ | 3410121000 | PC |  | 1 | CNDUYAN | [5 empty] | 1 | 0 | PC | 2018-03-19 | 0 | PC
VTS-OT-G0722-L411S | JDZXR22-6C1 6.6/v3 0.11/v3 0.11/3kV |  | 121EL-VT | 3GB |  | B12 | COMM | CS03 | Z001 | V |  | F | RM | PD | ZABB | HGQ | 3410121000 | PC |  | 1 | CNXIHE4 | [5 empty] | 1 | 0 | PC | 2017-12-15 | 0 | PC
VTS-OT-G0722-L421S | JDZXR23-6 6.6/v3 0.11/v3 0.11/3 kV W.TUB |  | 121EL-VT | 3GB |  | B12 | COMM | CS03 | Z001 | V |  | F | RM | PD | ZABB | HGQ | 3410121000 | PC |  | 1 | T_GUIHUA_YE | [5 empty] | 1 | 0 | PC | 2015-01-23 | 0 | PC
VTS-OT-G07222223S1 | JDZXR22-6C1 6.6/V3 0.11/V3 0.11/3 kV |  | 121EL-VT | 3GB |  | 12H | COMM | CS03 | Z001 | V |  | F | RM | PD | ZABB | HGQ | 3410121000 | PC |  | 1 | CNGELI3 | [5 empty] | 1 | 0 | PC | 2020-03-11 | 0 | PC
VTS-OT-G07224423-1 | JDZX22-6C1 6.6/v3 0.11/v3 0.11/3kV |  | 121EL-VT | 3GB |  | 12H | COMM | CS03 | Z001 | V |  | F | RM | PD | ZABB | HGQ | 3410121000 | PC |  | 1 | CNSHZHA9 |  |  |  |  | / | 1 | 0 | PC | 2018-08-29 | 0 | PC
VTS-OT-G07224423S1 | JDZXR22-6C1 6.6/v3 0.11/v3 0.11/3kV |  | 121EL-VT | 3GB |  | B12 | COMM | CS03 | Z001 | V |  | F | RM | PD | ZABB | HGQ | 3410121000 | PC |  | 1 | CNDUYAN | [5 empty] | 1 | 0 | PC | 2018-08-24 | 0 | PC
VTS-OT-G07224423S2 | JDZXR22-6C1 6.6/v3 0.11/v3 0.11/3kV |  | 121EL-VT | 3GB |  | B12 | COMM | CS03 | Z001 | V |  | F | RM | PD | ZABB | HGQ | 3410121000 | PC |  | 1 | CNDUYAN | [5 empty] | 1 | 0 | PC | 2018-08-30 | 0 | PC
VTS-OT-G07228833S1 | JDZXR22-6C1 6.6/v3 0.11/v3 0.11/3 kV W.T |  | 121EL-VT | 3GB |  | B12 | COMM | CS03 | Z001 | V |  | F | RM | PD | ZABB | HGQ | 3410121000 | PC |  | 1 | CNSHZEN2 | [5 empty] | 1 | 0 | PC | 2016-11-04 | 0 | PC
VTS-OT-G0722HH23S1 | JDZXR22-6C1 6.6/V3/0.11/V3/0.11/3;0.5/3P |  | 121EL-VT | 3GB |  | B12 | COMM | CS03 | Z001 | V |  | F | RM | PD | ZABB | HGQ | 3410121000 | PC |  | 1 | CNDUYAN | [5 empty] | 1 | 0 | PC | 2018-03-19 | 0 | PC
VTS-OT-G0724-1113S | JDZXR22-10C1 6.6/v3 0.11/v3 0.11/v3 kV |  | 121EL-VT | 3GB |  | 12H | COMM | CS03 | Z001 | V |  | F | RM | PD | ZABB | HGQ | 3410121000 | PC |  | 1 | CNZHZHA51 | [5 empty] | 1 | 0 | PC | 2021-01-28 | 0 | PC
VTS-OT-G0724-2223S | JDZXR22-6C1 6.6/v3 0.11/v3 0.11/v3 kV |  | 121EL-VT | 3GB |  | B12 | COMM | CS03 | Z001 | V |  | F | RM | PD | ZABB | HGQ | 3410121000 | PC |  | 1 | CNXIHE4 | [5 empty] | 1 | 0 | PC | 2013-12-24 | 0 | PC
VTS-OT-G0724-2283 | JDZXR22-10C1 6.6/√3/0.11/√3kV 3P 30VA |  | 121EL-VT | 3GB |  | 12H | COMM | CS03 | Z001 | V |  | F | RM | PD | ZABB | HGQ | 3410121000 | PC |  | 1 | CNJOCHE21 | [5 empty] | 1 | 0 | PC | 2021-09-09 | 0 | PC
VTS-OT-G0724-22BES | JDZXR23-6 6.6/v3 0.11/v3 0.11/v3kV |  | 121EL-VT | 3GB |  | B12 | COMM | CS03 | Z001 | V |  | F | RM | PD | ZABB | HGQ | 3410121000 | PC |  | 1 | CNXIHE4 | [5 empty] | 1 | 0 | PC | 2017-11-24 | 0 | PC
VTS-OT-G0724-2423 | JDZX22-10C1 6.6kV/root3:110V/root3:110V/ |  | 121EL-VT |  |  | 129 | COMM | CS03 | Z001 | V |  | F | RM | PD | ZABB | HGQ | 3410121000 | PC |  | 1 | CNGELI3 | [5 empty] | 1 | 0 | PC | 2019-12-04 | 0 | PC
VTS-OT-G0724-2423S | JDZXR22-10C1 6.6kV/root3:110V/root3:110V |  | 121EL-VT | 3GB |  | 12H | COMM | CS03 | Z001 | V |  | F | RM | PD | ZABB | HGQ | 3410121000 | PC |  | 1 | CNGELI3 | [5 empty] | 1 | 0 | PC | 2019-12-09 | 0 | PC
VTS-OT-G0724-24C3S | JDZXR23-6 6.6/v3 0.11/v3 0.11/v3kV |  | 121EL-VT | 3GB |  | B12 | COMM | CS03 | Z001 | V |  | F | RM | PD | ZABB | HGQ | 3410121000 | PC |  | 1 | CNXIHE4 | [5 empty] | 1 | 0 | PC | 2016-06-28 | 0 | PC
VTS-OT-G0724-4423 | JDZX22-10C1 6.6/v3 0.11/v3 0.11/v3 kV |  | 121EL-VT |  |  | 129 | COMM | CS03 | Z001 | V |  | F | RM | PD | ZABB | HGQ | 3410121000 | PC |  | 1 | CNZHZHA51 | [5 empty] | 1 | 0 | PC | 2021-03-17 | 0 | PC
VTS-OT-G0724-4423S | JDZXR22-6C1 6.6 kV/rt3 : 110 V/rt3:110V/ |  | 121EL-VT | 3GB |  | 129 | COMM | CS03 | Z001 | V |  | F | RM | PD | ZABB | HGQ | 3410121000 | PC |  | 1 | CNJOCHE21 | [5 empty] | 1 | 0 | PC | 2021-04-23 | 0 | PC
VTS-OT-G0724-442CS | JDZXR22-10C1 6.6kV/V3:0.11/V3:0.11/V3 |  | 121EL-VT | 3GB |  | 12H | COMM | CS03 | Z001 | V |  | F | RM | PD | ZABB | HGQ | 3410121000 | PC |  | 1 | CNJOCHE21 | [5 empty] | 1 | 0 | PC | 2021-07-03 | 0 | PC
VTS-OT-G0724-443C | JDZXR23-6 6.6/v3 0.11/v3 0.11/v3kV |  | 121EL-VT |  |  | B03 | COMM | CS03 | Z001 | V |  | F | RM | PD | ZABB | HGQ | 3410121000 | PC |  | 1 | CNDUYAN | [5 empty] | 1 | 0 | PC | 2018-06-21 | 0 | PC
VTS-OT-G0724-443CS | JDZXR23-6 6.6/v3 0.11/v3 0.11/v3kV |  | 121EL-VT | 3GB |  | 12H | COMM | CS03 | Z001 | V |  | F | RM | PD | ZABB | HGQ | 3410121000 | PC |  | 1 | CNJOCHE21 | [5 empty] | 1 | 0 | PC | 2021-09-02 | 0 | PC
VTS-OT-G0724-448CS | JDZXR23-6 6.6/v3 0.11/v3 0.11/v3kV |  | 121EL-VT | 3GB |  | 12H | COMM | CS03 | Z001 | V |  | F | RM | PD | ZABB | HGQ | 3410121000 | PC |  | 1 | CNJISU10 | [5 empty] | 1 | 0 | PC | 2021-12-07 | 0 | PC
VTS-OT-G0724-463C | JDZX22-6C1 6.6/v3 0.11/v3 0.11/v3kV |  | 121EL-VT | 3GB |  | B12 | COMM | CS03 | Z001 | V |  | F | RM | PD | ZABB | HGQ | 3410121000 | PC |  | 1 | CNDUYAN | [5 empty] | 1 | 0 | PC | 2018-06-27 | 0 | PC
VTS-OT-G0724-553CS | JDZXR23-6 6.6/v3 0.11/v3 0.11/v3kV |  | 121EL-VT |  |  | B03 | COMM | CS03 | Z001 | V |  | F | RM | PD | ZABB | HGQ | 3410121000 | PC |  | 1 | CNDUYAN | [5 empty] | 1 | 0 | PC | 2018-06-21 | 0 | PC
VTS-OT-G0724-HH23S | JDZXR22-6C1 6.6/v3 0.11/v3 0.11/v3kV |  | 121EL-VT | 3GB |  | B12 | COMM | CS03 | Z001 | V |  | F | RM | PD | ZABB | HGQ | 3410121000 | PC |  | 1 | CNDUYAN | [5 empty] | 1 | 0 | PC | 2018-07-26 | 0 | PC
VTS-OT-G0724-HH2BS | JDZXR22-6C1 6.6/v3 0.11/v3 0.11/v3kV |  | 121EL-VT | 3GB |  | B12 | COMM | CS03 | Z001 | V |  | F | RM | PD | ZABB | HGQ | 3410121000 | PC |  | 1 | CNXIHE4 | [5 empty] | 1 | 0 | PC | 2014-04-16 | 0 | PC
VTS-OT-G0724-II13S | JDZXR22-10C1 6.6/V3 0.11/V3 0.11/V3 |  | 121EL-VT | 3GB |  | 12H | COMM | CS03 | Z001 | V |  | F | RM | PD | ZABB | HGQ | 3410121000 | PC |  | 1 | CNDUYAN | [5 empty] | 1 | 0 | PC | 2020-08-12 | 0 | PC
VTS-OT-G07242223S1 | JDZXR22-6C1 6.6/v3 0.11/v3 0.11/v3 kV |  | 121EL-VT | 3GB |  | B12 | COMM | CS03 | Z001 | V |  | F | RM | PD | ZABB | HGQ | 3410121000 | PC |  | 1 | CNXIHE4 | [5 empty] | 1 | 0 | PC | 2016-11-02 | 0 | PC
VTS-OT-G0724HH23S1 | JDZXR22-6C1 6.6kV/root3:110V/root3:110V/ |  | 121EL-VT | 3GB |  | B12 | COMM | CS03 | Z001 | V |  | F | RM | PD | ZABB | HGQ | 3410121000 | PC |  | 1 | CNDUYAN | [5 empty] | 1 | 0 | PC | 2018-12-25 | 0 | PC
VTS-OT-G0737-H621 | JDZX22-6C1 6.6/v3 0.12/v3 kV 0.12/3 kV |  | 121EL-VT | 3GB |  | 12H | COMM | CS03 | Z001 | V |  | F | RM | PD | ZABB | HGQ | 3410121000 | PC |  | 1 | CNJISU10 | [5 empty] | 1 | 0 | PC | 2021-11-26 | 0 | PC
VTS-OT-G0737-H62CS | JDZXR22-6C1 6.6/v3 0.12/v3 kV 0.12/v3 kV |  | 121EL-VT | 3GB |  | 12H | COMM | CS03 | Z001 | V |  | F | RM | PD | ZABB | HGQ | 3410121000 | PC |  | 1 | CNJISU10 | [5 empty] | 1 | 0 | PC | 2021-11-26 | 0 | PC
VTS-OT-G0737-L411S | JDZXR22-10C1 6.6/√3/0.12/√3kV 0.2 10VA |  | 121EL-VT | 3GB |  | 12H | COMM | CS03 | Z001 | V |  | F | RM | PD | ZABB | HGQ | 3410121000 | PC |  | 1 | CNDUYAN | [5 empty] | 1 | 0 | PC | 2020-05-06 | 0 | PC
VTS-OT-G0778-6823S | JDZXR22-6C1 6.6/v3 0.115/v3 0.115/3 kV |  | 121EL-VT | 3GB |  | B12 | COMM | CS03 | Z001 | V |  | F | RM | PD | ZABB | HGQ | 3410121000 | PC |  | 1 | CNXIHE4 | [5 empty] | 1 | 0 | PC | 2016-12-15 | 0 | PC
VTS-OT-G0801-4020 | JDZX22-6C1 6.3/V3 0.1/V3 50VA/0.5 |  | 121EL-VT | 3GB |  | B12 | COMM | CS03 | Z001 | V |  | F | RM | PD | ZABB | HGQ | 3410121000 | PC |  | 1 | CNXIHE4 | [5 empty] | 1 | 0 | PC | 2017-08-04 | 0 | PC
VTS-OT-G0810-2020S | JDZXR23-6 6.3/√3 0.1/√3 kV 30VA/CL0.5 |  | 121EL-VT | 3GB |  | B12 | COMM | CS03 | Z001 | V |  | F | RM | PD | ZABB | HGQ | 3410121000 | PC |  | 1 | CNDUYAN | [5 empty] | 1 | 0 | PC | 2018-12-04 | 0 | PC
VTS-OT-G0810-4030 | JDZX22-6C1 6.3/V3 0.1/V3 50VA/0.5 |  | 121EL-VT | 3GB |  | 12H | COMM | CS03 | Z001 | V |  | F | RM | PD | ZABB | HGQ | 3410121000 | PC |  | 1 | CNGELI3 | [5 empty] | 1 | 0 | PC | 2019-08-02 | 0 | PC
VTS-OT-G0811-2813S | JDZXR23-6 6.3/√3 0.1/√3 0.1/3kV |  | 121EL-VT | 3GB |  | B12 | COMM | CS03 | Z001 | V |  | F | RM | PD | ZABB | HGQ | 3410121000 | PC |  | 1 | CNDUYAN | [5 empty] | 1 | 0 | PC | 2018-12-04 | 0 | PC
VTS-OT-G0811-4423S | JDZXR22-6C1 6.3/v3 0.1/v3 0.1/3 kV |  | 121EL-VT | 3GB |  | 12H | COMM | CS03 | Z001 | V |  | F | RM | PD | ZABB | HGQ | 3410121000 | PC |  | 1 | CNXIHE4 | [5 empty] | 1 | 0 | PC | 2016-11-08 | 0 | PC
VTS-OT-G0811-4823 | JDZX22-10C1 6.3/√3/0.1/√3kV 0.5 50VA |  | 121EL-VT |  |  | 129 | COMM | CS03 | Z001 | V |  | F | RM | PD | ZABB | HGQ | 3410121000 | PC |  | 1 | CNJOCHE21 | [5 empty] | 1 | 0 | PC | 2022-03-18 | 0 | PC
VTS-OT-G0811-4823S | JDZXR22-10C1 6.3/√3/0.1/√3kV 0.5 50VA |  | 121EL-VT |  |  | 129 | COMM | CS03 | Z001 | V |  | F | RM | PD | ZABB | HGQ | 3410121000 | PC |  | 1 | CNJOCHE21 | [5 empty] | 1 | 0 | PC | 2022-03-18 | 0 | PC
VTS-OT-G0811-4C23S | JDZXR22-6C1 6.3/√3 : 0.1/√3: 0.1/3 kV |  | 121EL-VT | 3GB |  | 12H | COMM | CS03 | Z001 | V |  | F | RM | PD | ZABB | HGQ | 3410121000 | PC |  | 1 | CNDUYAN | [5 empty] | 1 | 0 | PC | 2020-12-22 | 0 | PC
VTS-OT-G0811-5823S | JDZXR22-6C1 6.3/V3 0.1/V3 0.1/3 kV |  | 121EL-VT |  |  | B03 | COMM | CS03 | Z001 | V |  | F | RM | PD | ZABB | HGQ | 3410121000 | PC |  | 1 | CNXIHE4 | [5 empty] | 1 | 0 | PC | 2017-06-23 | 0 | PC
VTS-OT-G0811-H213S | JDZXR23-6 6.3/v3 0.1/v3 0.1/3 kV W.TUBE |  | 121EL-VT | 3GB |  | B12 | COMM | CS03 | Z001 | V |  | F | RM | PD | ZABB | HGQ | 3410121000 | PC |  | 1 | T_GUIHUA_YE | [5 empty] | 1 | 0 | PC | 2015-06-11 | 0 | PC
VTS-OT-G08115823S1 | JDZXR23-6 6.3/V3 0.1/V3 0.1/3 kV |  | 121EL-VT | 3GB |  | B12 | COMM | CS03 | Z001 | V |  | F | RM | PD | ZABB | HGQ | 3410121000 | PC |  | 1 | CNXIHE4 | [5 empty] | 1 | 0 | PC | 2017-06-30 | 0 | PC
VTS-OT-G0813-122BS | JDZXR23-6 6.3/v3 0.1/v3 0.1/v3 kV |  | 121EL-VT | 3GB |  | B12 | COMM | CS03 | Z001 | V |  | F | RM | PD | ZABB | HGQ | 3410121000 | PC |  | 1 | CNXIHE4 | [5 empty] | 1 | 0 | PC | 2017-09-19 | 0 | PC
VTS-OT-G0813-L11C | JDZX22-6C1 6.3/V3 0.1/V3 0.1/V3 50VA/0.5 |  | 121EL-VT | 3GB |  | 12H | COMM | CS03 | Z001 | V |  | F | RM | PD | ZABB | HGQ | 3410121000 | PC |  | 1 | CNGELI3 | [5 empty] | 1 | 0 | PC | 2019-08-02 | 0 | PC
VTS-OT-G0820-2020S | JDZXR22-6C1 6.3/v3 0.11/v3 kV |  | 121EL-VT | 3GB |  | 12H | COMM | CS03 | Z001 | V |  | F | RM | PD | ZABB | HGQ | 3410121000 | PC |  | 1 | CNGELI3 | [5 empty] | 1 | 0 | PC | 2019-10-16 | 0 | PC
VTS-OT-G0820-2090S | JDZXR22-6C 6.3/√3 kV¦0.11/√3kV |  | 121EL-VT |  |  | 129 | COMM | CS03 | Z001 | V |  | F | RM | PD | ZABB | HGQ | 3410121000 | PC |  | 1 | CNJOCHE21 | [5 empty] | 1 | 0 | PC | 2021-08-05 | 0 | PC
VTS-OT-G0820-2421S | JDZXR22-6C1 6.3/√3 kV¦0.11/√3¦0.11/3kV |  | 121EL-VT |  |  | 129 | COMM | CS03 | Z001 | V |  | F | RM | PD | ZABB | HGQ | 3410121000 | PC |  | 1 | CNJOCHE21 | [5 empty] | 1 | 0 | PC | 2021-08-05 | 0 | PC
VTS-OT-G0820-4020 | JDZXR23-6 6.3/v3 0.11/v3,50VA/CL0.5 |  | 121EL-VT |  |  | B03 | COMM | CS03 | Z001 | V |  | F | RM | PD | ZABB | HGQ | 3410121000 | PC |  | 1 | CNXIHE4 | [5 empty] | 1 | 0 | PC | 2018-02-01 | 0 | PC
VTS-OT-G0820-4020S | JDZXR23-10 6.3/v3 ¦ 0.11/v3,50VA/CL0.5 |  | 121EL-VT |  |  | B03 | COMM | CS03 | Z001 | V |  | F | RM | PD | ZABB | HGQ | 3410121000 | PC |  | 1 | CNXIHE4 | [5 empty] | 1 | 0 | PC | 2018-01-25 | 0 | PC
VTS-OT-G0820-4030 | JDZX22-6C1 6.3/V3 0.11/V3 50VA/1.0 |  | 121EL-VT | 3GB |  | 12H | COMM | CS03 | Z001 | V |  | F | RM | PD | ZABB | HGQ | 3410121000 | PC |  | 1 | CNGELI3 | [5 empty] | 1 | 0 | PC | 2019-11-15 | 0 | PC
VTS-OT-G0820-4090 | JDZX22-6C1 6.3/v3 0.11/v3kV 50VA/CL0.5(3 |  | 121EL-VT | 3GB |  | 12H | COMM | CS03 | Z001 | V |  | F | RM | PD | ZABB | HGQ | 3410121000 | PC |  | 1 | CNGELI3 | [5 empty] | 1 | 0 | PC | 2018-10-30 | 0 | PC
VTS-OT-G0820-8030 | JDZX22-6C1 6.3/v3 0.11/v3kV,100VA/CL1.0 |  | 121EL-VT |  |  | B03 | COMM | CS03 | Z001 | V |  | F | RM | PD | ZABB | HGQ | 3410121000 | PC |  | 1 | CNXIHE4 | [5 empty] | 1 | 0 | PC | 2014-04-22 | 0 | PC
VTS-OT-G0820-8030S | JDZXR22-6C1 6.3/v3 0.11/v3kV,100VA/CL1.0 |  | 121EL-VT |  |  | B03 | COMM | CS03 | Z001 | V |  | F | RM | PD | ZABB | HGQ | 3410121000 | PC |  | 1 | CNXIHE4 | [5 empty] | 1 | 0 | PC | 2014-04-22 | 0 | PC
VTS-OT-G0820-DH20 | JDZXR22-10C1 6.3/√3:0.11/√3 |  | 121EL-VT | 3GB |  | 12H | COMM | CS03 | Z001 | V |  | F | RM | PD | ZABB | HGQ | 3410121000 | PC |  | 1 | CNDUYAN | [5 empty] | 1 | 0 | PC | 2020-06-08 | 0 | PC
VTS-OT-G0820-H010 | JDZX22-6C1 6.3/√3:0.11/√3kV Cls 0.2, 25V |  | 121EL-VT | 3GB |  | 12H | COMM | CS03 | Z001 | V |  | F | RM | PD | ZABB | HGQ | 3410121000 | PC |  | 1 | CNGELI3 | [5 empty] | 1 | 0 | PC | 2020-02-21 | 0 | PC
VTS-OT-G0820-H010S | JDZXR22-10C1 6.3kV/V3:0.11kV/V3 Cls 0.2 |  | 121EL-VT | 3GB |  | 12H | COMM | CS03 | Z001 | V |  | F | RM | PD | ZABB | HGQ | 3410121000 | PC |  | 1 | CNJOCHE21 | [5 empty] | 1 | 0 | PC | 2021-08-27 | 0 | PC
VTS-OT-G0820-H020S | JDZXR22-6C1 6.3/v3,0.11/v3kV 25VA/0.5 |  | 121EL-VT | 3GB |  | B12 | COMM | CS03 | Z001 | V |  | F | RM | PD | ZABB | HGQ | 3410121000 | PC |  | 1 | CNGELI3 | [5 empty] | 1 | 0 | PC | 2019-01-25 | 0 | PC
VTS-OT-G0820-I020 | JDZX22-6C1 6.3/v3 0.11/v3kV |  | 121EL-VT | 3GB |  | 12H | COMM | CS03 | Z001 | V |  | F | RM | PD | ZABB | HGQ | 3410121000 | PC |  | 1 | CNGELI3 | [5 empty] | 1 | 0 | PC | 2019-09-30 | 0 | PC
VTS-OT-G0820-I020S | JDZXR22-6C1 6.3/v3 0.11/v3 kV CL0.5 |  | 121EL-VT | 3GB |  | 12H | COMM | CS03 | Z001 | V |  | F | RM | PD | ZABB | HGQ | 3410121000 | PC |  | 1 | CNGELI3 | [5 empty] | 1 | 0 | PC | 2019-09-30 | 0 | PC
VTS-OT-G0820-II23S | JDZXR22-10C1 6.3/V3 : 0.11/V3 0.5 20VA |  | 121EL-VT | 3GB |  | 12H | COMM | CS03 | Z001 | V |  | F | RM | PD | ZABB | HGQ | 3410121000 | PC |  | 1 | CNDUYAN | [5 empty] | 1 | 0 | PC | 2021-01-18 | 0 | PC
VTS-OT-G08208030S1 | JDZXR23-6 6.3/v3 0.11/v3kV 100VA/CL1.0 |  | 121EL-VT | 3GB |  | B12 | COMM | CS03 | Z001 | V |  | F | RM | PD | ZABB | HGQ | 3410121000 | PC |  | 1 | CNXIHE4 | [5 empty] | 1 | 0 | PC | 2017-08-25 | 0 | PC
VTS-OT-G0821-4423S | JDZXR22-6C1 6.3/v3 0.11/v3 0.1/3 kV |  | 121EL-VT |  |  | 129 | COMM | CS03 | Z001 | V |  | F | RM | PD | ZABB | HGQ | 3410121000 | PC |  | 1 | CNJISU10 | [5 empty] | 1 | 0 | PC | 2021-10-08 | 0 | PC
VTS-OT-G0821-G813S | JDZXR23-6 6.3/v3 0.11/v3 0.1/3 kV |  | 121EL-VT |  |  | 129 | COMM | CS03 | Z001 | V |  | F | RM | PD | ZABB | HGQ | 3410121000 | PC |  | 1 | CNDUYAN | [5 empty] | 1 | 0 | PC | 2018-09-06 | 0 | PC
VTS-OT-G0822-2223 | JDZX23-6 6.3/v3 0.11/v3 0.11/3kV 0.5/3P |  | 121EL-VT |  |  | B03 | COMM | CS03 | Z001 | V |  | F | RM | PD | ZABB | HGQ | 3410121000 | PC |  | 1 | CNDUYAN | [5 empty] | 1 | 0 | PC | 2018-02-27 | 0 | PC
VTS-OT-G0822-2223S | JDZXR23-6 6.3/v3 0.11/v3 0.11/3kV |  | 121EL-VT | 3GB |  | B12 | COMM | CS03 | Z001 | V |  | F | RM | PD | ZABB | HGQ | 3410121000 | PC |  | 1 | CNXIHE4 | [5 empty] | 1 | 0 | PC | 2017-08-11 | 0 | PC
VTS-OT-G0822-2423S | JDZXR23-6 6.3/v3 0.11/v3 0.11/3 kV |  | 121EL-VT | 3GB |  | B12 | COMM | CS03 | Z001 | V |  | F | RM | PD | ZABB | HGQ | 3410121000 | PC |  | 1 | CNXIHE4 | [5 empty] | 1 | 0 | PC | 2016-09-05 | 0 | PC
VTS-OT-G0822-4423 | JDZX22-6C1 6.3/V3 0.11/V3 0.11/V3 kV |  | 121EL-VT | 3GB |  | B12 | COMM | CS03 | Z001 | V |  | F | RM | PD | ZABB | HGQ | 3410121000 | PC |  | 1 | CNXIHE4 | [5 empty] | 1 | 0 | PC | 2017-09-28 | 0 | PC
VTS-OT-G0822-4423S | JDZXR22-6C1 6.3/v3 0.11/v3 0.11/3 kV |  | 121EL-VT | 3GB |  | 12H | COMM | CS03 | Z001 | V |  | F | RM | PD | ZABB | HGQ | 3410121000 | PC |  | 1 | CNXIHE4 | [5 empty] | 1 | 0 | PC | 2014-05-28 | 0 | PC
VTS-OT-G0822-442BS | JDZXR22-6C1 6.3/v3 0.11/v3 0.11/3 kV |  | 121EL-VT |  |  | B03 | COMM | CS03 | Z001 | V |  | F | RM | PD | ZABB | HGQ | 3410121000 | PC |  | 1 | CNXIHE4 | [5 empty] | 1 | 0 | PC | 2016-09-26 | 0 | PC
VTS-OT-G0822-4433 | JDZX23-6 6.3/v3 0.11/v3 0.11/3kV |  | 121EL-VT |  |  | B03 | COMM | CS03 | Z001 | V |  | F | RM | PD | ZABB | HGQ | 3410121000 | PC |  | 1 | CNXIHE4 | [5 empty] | 1 | 0 | PC | 2018-01-10 | 0 | PC
VTS-OT-G0822-4433S | JDZXR23-6 6.3/v3 0.11/v3 0.11/3kV |  | 121EL-VT | 3GB |  | B12 | COMM | CS03 | Z001 | V |  | F | RM | PD | ZABB | HGQ | 3410121000 | PC |  | 1 | CNDUYAN | [5 empty] | 1 | 0 | PC | 2018-03-01 | 0 | PC
VTS-OT-G0822-G813S | JDZXR23-6 6.3/v3 0.11/v3 0.11/3 kV |  | 121EL-VT | 3GB |  | B12 | COMM | CS03 | Z001 | V |  | F | RM | PD | ZABB | HGQ | 3410121000 | PC |  | 1 | CNGELI3 | [5 empty] | 1 | 0 | PC | 2018-09-29 | 0 | PC
VTS-OT-G0822-H413 | JDZXR22-6C1 6.3/v3 0.11/v3 0.11/3 kV |  | 121EL-VT | 3GB |  | 12H | COMM | CS03 | Z001 | V |  | F | RM | PD | ZABB | HGQ | 3410121000 | PC |  | 1 | CNSHZEN2 | [5 empty] | 1 | 0 | PC | 2017-05-09 | 0 | PC
VTS-OT-G0822-H423 | JDZX22-6C1 6.3/√3/0.11/√3/0.11/3kV |  | 121EL-VT | 3GB |  | B12 | COMM | CS03 | Z001 | V |  | F | RM | PD | ZABB | HGQ | 3410121000 | PC |  | 1 | CNXIHE4 | [5 empty] | 1 | 0 | PC | 2016-04-21 | 0 | PC
VTS-OT-G0822-H423S | JDZXR22-6C1 6.3/v3 0.11/v3 0.11/3 kV |  | 121EL-VT | 3GB |  | B12 | COMM | CS03 | Z001 | V |  | F | RM | PD | ZABB | HGQ | 3410121000 | PC |  | 1 | CNXIHE4 | [5 empty] | 1 | 0 | PC | 2014-05-28 | 0 | PC
VTS-OT-G0822-HH13S | JDZXR23-6 6.3/v3 0.11/v3 0.11/3 kV |  | 121EL-VT |  |  | B03 | COMM | CS03 | Z001 | V |  | F | RM | PD | ZABB | HGQ | 3410121000 | PC |  | 1 | CNXIHE4 | [5 empty] | 1 | 0 | PC | 2015-06-08 | 0 | PC
VTS-OT-G0822-HH23S | JDZXR22-6C1 VT-6.3/V3kV |  | 121EL-VT | 3GB |  | 12H | COMM | CS03 | Z001 | V |  | F | RM | PD | ZABB | HGQ | 3410121000 | PC |  | 1 | CNJOCHE21 | [5 empty] | 1 | 0 | PC | 2021-03-15 | 0 | PC
VTS-OT-G0822-L411S | JDZXR22-6C1 6.3/v3 0.11/v3 0.11/3kV |  | 121EL-VT | 3GB |  | B12 | COMM | CS03 | Z001 | V |  | F | RM | PD | ZABB | HGQ | 3410121000 | PC |  | 1 | CNXIHE4 | [5 empty] | 1 | 0 | PC | 2017-10-13 | 0 | PC
VTS-OT-G08222223-1 | JDZX22-6C1 6.3/v3 0.11/v3 0.11/3kV |  | 121EL-VT | 3GB |  | B12 | COMM | CS03 | Z001 | V |  | F | RM | PD | ZABB | HGQ | 3410121000 | PC |  | 1 | CNDUYAN | [5 empty] | 1 | 0 | PC | 2018-02-27 | 0 | PC
VTS-OT-G08222223S1 | JDZXR22-6C1 6.3/v3 0.11/v3 0.11/3kV 0.5/ |  | 121EL-VT | 3GB |  | B12 | COMM | CS03 | Z001 | V |  | F | RM | PD | ZABB | HGQ | 3410121000 | PC |  | 1 | CNDUYAN | [5 empty] | 1 | 0 | PC | 2018-02-27 | 0 | PC
VTS-OT-G08222223S2 | JDZXR23-6 6.3/v3 0.11/v3 0.11/3kV |  | 121EL-VT | 3GB |  | B12 | COMM | CS03 | Z001 | V |  | F | RM | PD | ZABB | HGQ | 3410121000 | PC |  | 1 | CNDUYAN | [5 empty] | 1 | 0 | PC | 2018-02-27 | 0 | PC
VTS-OT-G08224423S1 | JDZXR22-6C1 6.3/v3 0.11/v3 0.11/3 kV |  | 121EL-VT | 3GB |  | B12 | COMM | CS03 | Z001 | V |  | F | RM | PD | ZABB | HGQ | 3410121000 | PC |  | 1 | CNXIHE4 | [5 empty] | 1 | 0 | PC | 2016-10-12 | 0 | PC
VTS-OT-G0824-1H13S | JDZXR22-10C1 6.3/√3 : 0.11/√3 0.2 15VA |  | 121EL-VT | 3GB |  | 12H | COMM | CS03 | Z001 | V |  | F | RM | PD | ZABB | HGQ | 3410121000 | PC |  | 1 | CNJISU10 | [5 empty] | 1 | 0 | PC | 2021-10-08 | 0 | PC
VTS-OT-G0824-4423 | JDZX22-6C1 6.3/v3 0.11/v3 0.11/V3kV |  | 121EL-VT | 3GB |  | B12 | COMM | CS03 | Z001 | V |  | F | RM | PD | ZABB | HGQ | 3410121000 | PC |  | 1 | CNGELI3 | [5 empty] | 1 | 0 | PC | 2019-03-13 | 0 | PC
VTS-OT-G0824-4423S | JDZXR22-6C1 6.3/v3 0.11/v3 0.11/v3 kV |  | 121EL-VT | 3GB |  | B12 | COMM | CS03 | Z001 | V |  | F | RM | PD | ZABB | HGQ | 3410121000 | PC |  | 1 | CNXIHE4 | [5 empty] | 1 | 0 | PC | 2016-07-21 | 0 | PC
VTS-OT-G0824-H423S | JDZXR22-6C1 6.3/v3 0.11/v3 0.11/3 kV |  | 121EL-VT | 3GB |  | B12 | COMM | CS03 | Z001 | V |  | F | RM | PD | ZABB | HGQ | 3410121000 | PC |  | 1 | CNXIHE4 | [5 empty] | 1 | 0 | PC | 2016-07-12 | 0 | PC
VTS-OT-G0824-HH23 | JDZX22-6C1 VT-6.3/V3kV |  | 121EL-VT | 3GB |  | 12H | COMM | CS03 | Z001 | V |  | F | RM | PD | ZABB | HGQ | 3410121000 | PC |  | 1 | CNJOCHE21 | [5 empty] | 1 | 0 | PC | 2021-03-15 | 0 | PC
VTS-OT-G0824-HH23S | JDZXR22-6C1 6.3/v3 0.11/v3 0.11/v3kV |  | 121EL-VT | 3GB |  | B12 | COMM | CS03 | Z001 | V |  | F | RM | PD | ZABB | HGQ | 3410121000 | PC |  | 1 | CNGELI3 | [5 empty] | 1 | 0 | PC | 2019-01-25 | 0 | PC
VTS-OT-G0824-HH2B | JDZX22-6C1 6.3/√3/0.11/√3/0.11/√3kV |  | 121EL-VT | 3GB |  | B12 | COMM | CS03 | Z001 | V |  | F | RM | PD | ZABB | HGQ | 3410121000 | PC |  | 1 | CNXIHE4 | [5 empty] | 1 | 0 | PC | 2016-04-21 | 0 | PC
VTS-OT-G0824-HH2BS | JDZXR22-6C1 6.3/√3/0.11/√3/0.11/√3kV |  | 121EL-VT | 3GB |  | B12 | COMM | CS03 | Z001 | V |  | F | RM | PD | ZABB | HGQ | 3410121000 | PC |  | 1 | CNXIHE4 | [5 empty] | 1 | 0 | PC | 2016-04-21 | 0 | PC
VTS-OT-G0824-II23S | JDZXR22-6C1 6.3/v3 0.11/v3 0.11/v3 kV |  | 121EL-VT | 3GB |  | 12H | COMM | CS03 | Z001 | V |  | F | RM | PD | ZABB | HGQ | 3410121000 | PC |  | 1 | CNDUYAN | [5 empty] | 1 | 0 | PC | 2019-01-14 | 0 | PC
VTS-OT-G0824-L11C | JDZX22-6C1 6.3/V3 0.11/V3 0.11/V3 10VA/0 |  | 121EL-VT | 3GB |  | 12H | COMM | CS03 | Z001 | V |  | F | RM | PD | ZABB | HGQ | 3410121000 | PC |  | 1 | CNGELI3 | [5 empty] | 1 | 0 | PC | 2019-11-15 | 0 | PC
VTS-OT-G08244423S1 | JDZXR23-10 6.3/v3 0.11/v3 0.11/v3kV |  | 121EL-VT |  |  | B03 | COMM | CS03 | Z001 | V |  | F | RM | PD | ZABB | HGQ | 3410121000 | PC |  | 1 | CNXIHE4 | [5 empty] | 1 | 0 | PC | 2018-01-25 | 0 | PC
VTS-OT-G08244423S2 | JDZXR23-6 6.3/v3 0.11/v3 0.11/v3kV |  | 121EL-VT |  |  | B03 | COMM | CS03 | Z001 | V |  | F | RM | PD | ZABB | HGQ | 3410121000 | PC |  | 1 | CNXIHE4 | [5 empty] | 1 | 0 | PC | 2018-02-01 | 0 | PC
VTS-OT-G0824II23S1 | JDZXR22-10C1 6.3/v3 0.11/v3 0.11/v3 kV |  | 121EL-VT |  |  | 129 | COMM | CS03 | Z001 | V |  | F | RM | PD | ZABB | HGQ | 3410121000 | PC |  | 1 | CNGELI3 | [5 empty] | 1 | 0 | PC | 2020-01-06 | 0 | PC
VTS-OT-G0837-H621 | JDZX22-6C1 6.3/v3 0.12/v3 kV 0.12/3 kV |  | 121EL-VT | 3GB |  | 12H | COMM | CS03 | Z001 | V |  | F | RM | PD | ZABB | HGQ | 3410121000 | PC |  | 1 | CNJISU10 | [5 empty] | 1 | 0 | PC | 2021-09-24 | 0 | PC
VTS-OT-G0839-H62CS | JDZXR22-6C1 6.3/v3 0.12/v3 kV 0.12/v3 kV |  | 121EL-VT | 3GB |  | 12H | COMM | CS03 | Z001 | V |  | F | RM | PD | ZABB | HGQ | 3410121000 | PC |  | 1 | CNJISU10 | [5 empty] | 1 | 0 | PC | 2021-09-24 | 0 | PC
VTS-OT-G08J0-8P30 | JDZXR22-10C1 6.3/√3:0.11kV Cls 1.0, 100V |  | 121EL-VT | 3GB |  | 12H | COMM | CS03 | Z001 | V |  | F | RM | PD | ZABB | HGQ | 3410121000 | PC |  | 1 | CNDUYAN | [5 empty] | 1 | 0 | PC | 2020-06-08 | 0 | PC
VTS-OT-G0920-4020S | JDZXR22-6C1 6.9/v3 0.11/v3kV CL0.5/50VA |  | 121EL-VT | 3GB |  | B12 | COMM | CS03 | Z001 | V |  | F | RM | PD | ZABB | HGQ | 3410121000 | PC |  | 1 | CNDUYAN | [5 empty] | 1 | 0 | PC | 2018-08-15 | 0 | PC
VTS-OT-G0920-5030S | JDZXR22-10C1 6.9/√3/0.11/√3kV |  | 121EL-VT | 3GB |  | 12H | COMM | CS03 | Z001 | V |  | F | RM | PD | ZABB | HGQ | 3410121000 | PC |  | 1 | CNJISU10 | [5 empty] | 1 | 0 | PC | 2022-03-25 | 0 | PC
VTS-OT-G09204020S1 | JDZXR23-6 6.9/v3 0.11/v3kV CL0.5/50VA |  | 121EL-VT | 3GB |  | B12 | COMM | CS03 | Z001 | V |  | F | RM | PD | ZABB | HGQ | 3410121000 | PC |  | 1 | CNDUYAN | [5 empty] | 1 | 0 | PC | 2018-08-15 | 0 | PC
VTS-OT-G0922-4423S | JDZXR22-10C1 6.9/√3/0.11/√3kV |  | 121EL-VT | 3GB |  | 12H | COMM | CS03 | Z001 | V |  | F | RM | PD | ZABB | HGQ | 3410121000 | PC |  | 1 | CNJISU10 | [5 empty] | 1 | 0 | PC | 2022-03-25 | 0 | PC
VTS-OT-G0922-H413 | JDZX22-6C1 6.9/v3 0.11/v3 kV 0.11/3 kV |  | 121EL-VT | 3GB |  | 12H | COMM | CS03 | Z001 | V |  | F | RM | PD | ZABB | HGQ | 3410121000 | PC |  | 1 | CNGELI3 | [5 empty] | 1 | 0 | PC | 2019-06-24 | 0 | PC
VTS-OT-G0924-443C | JDZX22-6C1 6.9/v3 0.11/v3 0.11/v3kV |  | 121EL-VT |  |  | 129 | COMM | CS03 | Z001 | V |  | F | RM | PD | ZABB | HGQ | 3410121000 | PC |  | 1 | CNGELI3 | [5 empty] | 1 | 0 | PC | 2018-11-01 | 0 | PC
VTS-OT-G0924-553C | JDZX22-6C1 6.9/v3 0.11/v3 0.11/v3kV |  | 121EL-VT | 3GB |  | 12H | COMM | CS03 | Z001 | V |  | F | RM | PD | ZABB | HGQ | 3410121000 | PC |  | 1 | CNSHZHA9 | [5 empty] | 1 | 0 | PC | 2018-11-14 | 0 | PC
VTS-OT-G0924-553CS | JDZXR23-6 6.9/v3 0.11/v3 0.11/v3kV |  | 121EL-VT | 3GB |  | B12 | COMM | CS03 | Z001 | V |  | F | RM | PD | ZABB | HGQ | 3410121000 | PC |  | 1 | CNGELI3 | [5 empty] | 1 | 0 | PC | 2018-10-31 | 0 | PC
VTS-OT-G0924-L113S | JDZXR22-6C1 6.9/v3 0.11/v3 kV 0.11/v3 kV |  | 121EL-VT | 3GB |  | 12H | COMM | CS03 | Z001 | V |  | F | RM | PD | ZABB | HGQ | 3410121000 | PC |  | 1 | CNGELI3 | [5 empty] | 1 | 0 | PC | 2019-06-24 | 0 | PC
VTS-OT-G0930-H020S | JDZXR23-6 6.9/v3 0.12/v3kV C1:CL0.5/25VA |  | 121EL-VT | 3GB |  | B12 | COMM | CS03 | Z001 | V |  | F | RM | PD | ZABB | HGQ | 3410121000 | PC |  | 1 | T_GUIHUA_YE | [5 empty] | 1 | 0 | PC | 2015-11-11 | 0 | PC
VTS-OT-G0937-1123S | JDZXR23-6 6.9/v3 0.12/v3 0.12/3kV 0.5/3P |  | 121EL-VT | 3GB |  | B12 | COMM | CS03 | Z001 | V |  | F | RM | PD | ZABB | HGQ | 3410121000 | PC |  | 1 | CNXIHE4 | [5 empty] | 1 | 0 | PC | 2014-02-28 | 0 | PC
VTS-OT-G0939-1123S | JDZXR23-6 6.9/v3 0.12/v3 0.12/v3kV |  | 121EL-VT |  |  | B03 | COMM | CS03 | Z001 | V |  | F | RM | PD | ZABB | HGQ | 3410121000 | PC |  | 1 | CNXIHE4 | [5 empty] | 1 | 0 | PC | 2014-04-24 | 0 | PC
VTS-OT-G1010-4020S | JSZVR22-10C 10kV:0.1KV,50VA/CL0.5 |  | 121EL-VT |  |  | B03 | COMM | CS03 | Z001 | V |  | F | RM | PD | ZABB | HGQ | 3410121000 | PC |  | 1 | CNXIHE4 | [5 empty] | 1 | 0 | PC | 2017-01-24 | 0 | PC
VTS-OT-G1010-5020 | JDZX22-10C1 10/√3/0.1/√3kV 0.5 60VA" |  | 121EL-VT |  |  | 129 | COMM | CS03 | Z001 | V |  | F | RM | PD | ZABB | HGQ | 3410121000 | PC |  | 1 | CNJISU10 | [5 empty] | 1 | 0 | PC | 2022-01-20 | 0 | PC
VTS-OT-G10104020S1 | JDZXR23-10 10/v3 0.1/v3 kV CL0.5 50VA |  | 121EL-VT | 3GB |  | 12H | COMM | CS03 | Z001 | V |  | F | RM | PD | ZABB | HGQ | 3410121000 | PC |  | 1 | CNGELI3 | [5 empty] | 1 | 0 | PC | 2019-08-09 | 0 | PC
VTS-OT-G1011-1223S | JDZXR22-10C1 10/√3 /0.1/√3/0.1/3 V |  | 121EL-VT | 3GB |  | B12 | COMM | CS03 | Z001 | V |  | F | RM | PD | ZABB | HGQ | 3410121000 | PC |  | 1 | CNXIHE4 | [5 empty] | 1 | 0 | PC | 2017-10-17 | 0 | PC
VTS-OT-G1011-2413S | JDZXR23-10 10/v3 0.1/v3 0.1/3kV |  | 121EL-VT | 3GB |  | B12 | COMM | CS03 | Z001 | V |  | F | RM | PD | ZABB | HGQ | 3410121000 | PC |  | 1 | CNSHZHA9 | [5 empty] | 1 | 0 | PC | 2018-08-22 | 0 | PC
VTS-OT-G1011-2421S | JDZXR22-10C1 10000/v3 100/v3 100/3V |  | 121EL-VT | 3GB |  | 12H | COMM | CS03 | Z001 | V |  | F | RM | PD | ZABB | HGQ | 3410121000 | PC |  | 1 | CNJOCHE21 | [5 empty] | 1 | 0 | PC | 2021-08-31 | 0 | PC
VTS-OT-G1011-2423S | JDZXR22-10C1 10/v3 0.1/v3 0.1/3 kV |  | 121EL-VT |  |  | B03 | COMM | CS03 | Z001 | V |  | F | RM | PD | ZABB | HGQ | 3410121000 | PC |  | 1 | CNXIHE4 | [5 empty] | 1 | 0 | PC | 2017-01-24 | 0 | PC
VTS-OT-G1011-2823S | JDZXR22-10C1 10/√3//0.1/√3//0.1/3 kV |  | 121EL-VT | 3GB |  | 12H | COMM | CS03 | Z001 | V |  | F | RM | PD | ZABB | HGQ | 3410121000 | PC |  | 1 | CNJISU10 | [5 empty] | 1 | 0 | PC | 2021-09-28 | 0 | PC
VTS-OT-G1011-4421S | JDZXR22-10C1 10/v3 0.1/v3 0.1/3 kV W.TUB |  | 121EL-VT | 3GB |  | 12H | COMM | CS03 | Z001 | V |  | F | RM | PD | ZABB | HGQ | 3410121000 | PC |  | 1 | CNJOCHE21 | [5 empty] | 1 | 0 | PC | 2021-03-16 | 0 | PC
VTS-OT-G1011-4423 | JDZX22-10C1 10/v3 0.1/v3 0.1/3kV |  | 121EL-VT | 3GB |  | 12H | COMM | CS03 | Z001 | V |  | F | RM | PD | ZABB | HGQ | 3410121000 | PC |  | 1 | CNXIHE4 | [5 empty] | 1 | 0 | PC | 2016-09-27 | 0 | PC
VTS-OT-G1011-4423S | JDZXR22-10C1 10/v3 0.1/v3 0.1/3 kV W.TUB |  | 121EL-VT | 3GB |  | B12 | COMM | CS03 | Z001 | V |  | F | RM | PD | ZABB | HGQ | 3410121000 | PC |  | 1 | T_GUIHUA_YE | [5 empty] | 1 | 0 | PC | 2014-08-07 | 0 | PC
VTS-OT-G1011-4433S | JDZXR22-10C1 10/v3 0.1/v3 0.1/3 kV |  | 121EL-VT |  |  | B03 | COMM | CS03 | Z001 | V |  | F | RM | PD | ZABB | HGQ | 3410121000 | PC |  | 1 | CNXIHE4 | [5 empty] | 1 | 0 | PC | 2017-02-24 | 0 | PC
VTS-OT-G1011-4823S | JDZXR23-10 10/√3 /0.1/√3/0.1/3 kV |  | 121EL-VT | 3GB |  | B12 | COMM | CS03 | Z001 | V |  | F | RM | PD | ZABB | HGQ | 3410121000 | PC |  | 1 | CNXIHE4 | [5 empty] | 1 | 0 | PC | 2017-12-22 | 0 | PC
VTS-OT-G1011-5423S | JDZXR22-10C1 10/√3 /0.1/√3/0.1/3 KV |  | 121EL-VT | 3GB |  | 12H | COMM | CS03 | Z001 | V |  | F | RM | PD | ZABB | HGQ | 3410121000 | PC |  | 1 | CNGELI3 | [5 empty] | 1 | 0 | PC | 2019-11-25 | 0 | PC
VTS-OT-G1011-6823S | JDZXR23-10 10/√3 //0.1/√3//0.1/3 |  | 121EL-VT | 3GB |  | 12H | COMM | CS03 | Z001 | V |  | F | RM | PD | ZABB | HGQ | 3410121000 | PC |  | 1 | CNGELI3 | [5 empty] | 1 | 0 | PC | 2019-05-17 | 0 | PC
VTS-OT-G1011-8223S | JDZXR23-10 10/√3 /0.1/√3/0.1/3 V |  | 121EL-VT | 3GB |  | B12 | COMM | CS03 | Z001 | V |  | F | RM | PD | ZABB | HGQ | 3410121000 | PC |  | 1 | CNXIHE4 | [5 empty] | 1 | 0 | PC | 2017-10-17 | 0 | PC
VTS-OT-G1011-HH23S | JDZXR23-10 10/v3 0.1/v3 0.1/3 kV |  | 121EL-VT | 3GB |  | B12 | COMM | CS03 | Z001 | V |  | F | RM | PD | ZABB | HGQ | 3410121000 | PC |  | 1 | T_GUIHUA_YE | [5 empty] | 1 | 0 | PC | 2015-09-06 | 0 | PC
VTS-OT-G1011-I413S | JDZXR22-10C1 10/v3 0.1/v3 0.1/3 kV |  | 121EL-VT | 3GB |  | B12 | COMM | CS03 | Z001 | V |  | F | RM | PD | ZABB | HGQ | 3410121000 | PC |  | 1 | CNDUYAN | [5 empty] | 1 | 0 | PC | 2018-06-26 | 0 | PC
VTS-OT-G1011-I423S | JDZXR22-10C1 10/√3 //0.1/√3//0.1/3 kV |  | 121EL-VT | 3GB |  | 12H | COMM | CS03 | Z001 | V |  | F | RM | PD | ZABB | HGQ | 3410121000 | PC |  | 1 | CNDUYAN | [5 empty] | 1 | 0 | PC | 2020-08-04 | 0 | PC
VTS-OT-G1011-L423 | JDZXR22-10C1 10/√3 //0.1/√3//0.1/3 KV |  | 121EL-VT | 3GB |  | B12 | COMM | CS03 | Z001 | V |  | F | RM | PD | ZABB | HGQ | 3410121000 | PC |  | 1 | CNDUYAN | [5 empty] | 1 | 0 | PC | 2018-04-04 | 0 | PC
VTS-OT-G1011-LL23S | JDZXR22-10C1 10/√3/0.1/√3/0.1/3kV |  | 121EL-VT | 3GB |  | 12H | COMM | CS03 | Z001 | V |  | F | RM | PD | ZABB | HGQ | 3410121000 | PC |  | 1 | CNJOCHE21 | [5 empty] | 1 | 0 | PC | 2021-03-02 | 0 | PC
VTS-OT-G10111223S1 | JDZXR22-10C1 10/√3 /0.1/√3/0.1/3 V |  | 121EL-VT | 3GB |  | B12 | COMM | CS03 | Z001 | V |  | F | RM | PD | ZABB | HGQ | 3410121000 | PC |  | 1 | CNXIHE4 | [5 empty] | 1 | 0 | PC | 2017-10-21 | 0 | PC
VTS-OT-G10111223S2 | JDZXR23-10 10/√3 /0.1/√3/0.1/3 V |  | 121EL-VT | 3GB |  | B12 | COMM | CS03 | Z001 | V |  | F | RM | PD | ZABB | HGQ | 3410121000 | PC |  | 1 | CNXIHE4 | [5 empty] | 1 | 0 | PC | 2017-10-21 | 0 | PC
VTS-OT-G10112423S1 | JDZXR22-10C1 10/√3 /0.1/√3/0.1/3kV |  | 121EL-VT | 3GB |  | B12 | COMM | CS03 | Z001 | V |  | F | RM | PD | ZABB | HGQ | 3410121000 | PC |  | 1 | CNGELI3 | [5 empty] | 1 | 0 | PC | 2019-02-22 | 0 | PC
VTS-OT-G10114423S1 | JDZXR22-10C1 10/v3 0.1/v3 0.1/3kV |  | 121EL-VT | 3GB |  | 12H | COMM | CS03 | Z001 | V |  | F | RM | PD | ZABB | HGQ | 3410121000 | PC |  | 1 | CNXIHE4 | [5 empty] | 1 | 0 | PC | 2016-10-20 | 0 | PC
VTS-OT-G10114423S2 | JDZXR22-10C1 10/√3 //0.1/√3//0.1/3 kV |  | 121EL-VT | 3GB |  | B12 | COMM | CS03 | Z001 | V |  | F | RM | PD | ZABB | HGQ | 3410121000 | PC |  | 1 | CNDUYAN | [5 empty] | 1 | 0 | PC | 2018-06-04 | 0 | PC
VTS-OT-G10114423S4 | JDZXR23-10 10/v3 0.1/v3 0.1/3 kV |  | 121EL-VT | 3GB |  | 12H | COMM | CS03 | Z001 | V |  | F | RM | PD | ZABB | HGQ | 3410121000 | PC |  | 1 | CNGELI3 | [5 empty] | 1 | 3 | PC | 2019-08-09 | 0 | PC
VTS-OT-G10114423S5 | JDZXR24-10 10/v3 0.1/v3 0.1/3kV |  | 121EL-VT |  |  | 129 | COMM | CS03 | Z001 | V |  | F | RM | PD | ZABB | HGQ | 3410121000 | PC |  | 1 | CNJOCHE21 | [5 empty] | 1 | 0 | PC | 2021-08-13 | 0 | PC
VTS-OT-G10114423S6 | JDZXR22-10C1 10/v3 0.1/v3 0.1/3kV |  | 121EL-VT | 3GB |  | 12H | COMM | CS03 | Z001 | V |  | F | RM | PD | ZABB | HGQ | 3410121000 | PC |  | 1 | CNJOCHE21 | [5 empty] | 1 | 0 | PC | 2021-08-16 | 0 | PC
VTS-OT-G10114823S1 | JDZXR22-10C1 10/√3 /0.1/√3/0.1/3 V |  | 121EL-VT | 3GB |  | B12 | COMM | CS03 | Z001 | V |  | F | RM | PD | ZABB | HGQ | 3410121000 | PC |  | 1 | CNXIHE4 | [5 empty] | 1 | 0 | PC | 2018-01-04 | 0 | PC
VTS-OT-G10114823S2 | JDZXR22-10C1 10/v3 0.1/v3 0.1/3kV |  | 121EL-VT | 3GB |  | B12 | COMM | CS03 | Z001 | V |  | F | RM | PD | ZABB | HGQ | 3410121000 | PC |  | 1 | CNXIHE4 | [5 empty] | 1 | 0 | PC | 2018-01-16 | 0 | PC
VTS-OT-G10114823S3 | JDZXR23-10 10/v3 0.1/v3 0.1/3kV |  | 121EL-VT | 3GB |  | 12H | COMM | CS03 | Z001 | V |  | F | RM | PD | ZABB | HGQ | 3410121000 | PC |  | 1 | CNGELI3 | [5 empty] | 1 | 0 | PC | 2019-10-31 | 0 | PC
VTS-OT-G10118223S1 | JDZXR22-10C1 10/√3 /0.1/√3/0.1/3 V |  | 121EL-VT | 3GB |  | B12 | COMM | CS03 | Z001 | V |  | F | RM | PD | ZABB | HGQ | 3410121000 | PC |  | 1 | CNXIHE4 | [5 empty] | 1 | 0 | PC | 2017-10-21 | 0 | PC
VTS-OT-G1011I413S1 | JDZXR23-10 10/v3 0.1/v3 0.1/3 kV |  | 121EL-VT | 3GB |  | B12 | COMM | CS03 | Z001 | V |  | F | RM | PD | ZABB | HGQ | 3410121000 | PC |  | 1 | CNDUYAN | [5 empty] | 1 | 0 | PC | 2018-06-26 | 0 | PC
VTS-OT-G1013-HH23 | JDZX22-10C1 10/v3 0.1/v3 0.1/V3 kV |  | 121EL-VT | 3GB |  | B12 | COMM | CS03 | Z001 | V |  | F | RM | PD | ZABB | HGQ | 3410121000 | PC |  | 1 | T_GUIHUA_YE | [5 empty] | 1 | 0 | PC | 2015-09-06 | 0 | PC
VTS-OT-G1013-HH23S | JDZXR22-10C1 10/v3 0.1/v3 0.1/v3 kV |  | 121EL-VT | 3GB |  | B12 | COMM | CS03 | Z001 | V |  | F | RM | PD | ZABB | HGQ | 3410121000 | PC |  | 1 | T_GUIHUA_YE | [5 empty] | 1 | 0 | PC | 2015-09-07 | 0 | PC
VTS-OT-G1021-1123S | JDZXR23-10 10/v3 0.11/v3kV 0.11/3kV |  | 121EL-CT | 3GB |  | 12H | COMM | CS03 | Z001 | V |  | F | RM | PD | ZABB | HGQ | 3410121000 | PC |  | 1 | CNJOCHE21 | [5 empty] | 1 | 0 | PC | 2020-09-23 | 0 | PC
VTS-OT-G1022-1123S | JDZXR23-10 10/v3 0.11/v3kV 0.11/v3kV |  | 121EL-VT |  |  | 129 | COMM | CS03 | Z001 | V |  | F | RM | PD | ZABB | HGQ | 3410121000 | PC |  | 1 | CNJOCHE21 | [5 empty] | 1 | 0 | PC | 2020-09-23 | 0 | PC
VTS-OT-G1022-2211 | JDZX26-20 10/√3/0.11/√3/0.11/3kV |  | 121EL-VT | 3GB |  | 12H | COMM | CS03 | Z001 | V |  | F | RM | PD | ZABB | HGQ | 3410121000 | PC |  | 1 | CNJISU10 | [5 empty] | 1 | 0 | PC | 2022-02-24 | 0 | PC
VTS-OT-G1022-4423 | JDZX22-10C1 10/√3 0.11/√3 0.11/3kV |  | 121EL-VT | 3GB |  | 12H | COMM | CS03 | Z001 | V |  | F | RM | PD | ZABB | HGQ | 3410121000 | PC |  | 1 | CNGELI3 | [5 empty] | 1 | 0 | PC | 2019-10-11 | 0 | PC
VTS-OT-G1022-4423S | JDZXR22-10C1 10kV/V3;0.11kV/V3;0.11kV/3 |  | 26XEL | 3GB |  | 12H | COMM | CS03 | Z001 | V |  | F |  | PD | ZABB | HGQ | 3410121000 | PC |  | 1 | CNDUYAN | [5 empty] | 1 | 0 | PC | 2018-07-20 | 0 | PC
VTS-OT-G1022-4428S | JDZXR22-10C1 10kV/V3;0.11kV/V3;0.11kV/3 |  | 123HGQ | 3GB |  | 12H | COMM | CS03 | Z001 | V |  | F | RM | PD | ZABB | HGQ | 3410121000 | PC |  | 1 | CNMAZHA43 | [5 empty] | 1 | 0 | PC | 2021-03-16 | 0 | PC
VTS-OT-G1022-44N3S | JDZXR23-10 10/V3 0.11/V3 0.11/3 kV |  | 121EL-VT |  |  | 129 | COMM | CS03 | Z001 | V |  | F | RM | PD | ZABB | HGQ | 3410121000 | PC |  | 1 | CNGELI3 | [5 empty] | 1 | 0 | PC | 2018-09-28 | 0 | PC
VTS-OT-G10224423S1 | JDZXR23-10 10/V3 0.11/V3 0.11/3 kV |  | 121EL-VT | 3GB |  | B12 | COMM | CS03 | Z001 | V |  | F | RM | PD | ZABB | HGQ | 3410121000 | PC |  | 1 | CNGELI3 | [5 empty] | 1 | 0 | PC | 2018-09-28 | 0 | PC
VTS-OT-G1024-4423S | JDZXR22-10C1 10/V3:0.11/V3:0.11/V3 |  | 121EL-VT | 3GB |  | 12H | COMM | CS03 | Z001 | V |  | F | RM | PD | ZABB | HGQ | 3410121000 | PC |  | 1 | CNJISU10 | [5 empty] | 1 | 0 | PC | 2021-12-15 | 0 | PC
VTS-OT-G1110-1040S | JDZXR23-10 11/√3/0.11/√3kV 0.2 50VA |  | 121EL-VT | 3GB |  | 12H | COMM | CS03 | Z001 | V |  | F | RM | PD | ZABB | HGQ | 3410121000 | PC |  | 1 | CNJOCHE21 | [5 empty] | 1 | 0 | PC | 2021-04-15 | 0 | PC
VTS-OT-G1110-4020 | JDZX22-10C1 11/V3 0.1/V3 kV,50VA/0.5 |  | 121EL-VT | 3GB |  | B12 | COMM | CS03 | Z001 | V |  | F | RM | PD | ZABB | HGQ | 3410121000 | PC |  | 1 | CNDUYAN | [5 empty] | 1 | 0 | PC | 2018-03-29 | 0 | PC
VTS-OT-G1110-8020 | JDZX22-10C1 Us=110V/√3; 100 VA; CL0.5 |  | 121EL-VT | 3GB |  | 12H | COMM | CS03 | Z001 | V |  | F | RM | PD | ZABB | HGQ | 3410121000 | PC |  | 1 | CNJOCHE21 | [5 empty] | 1 | 0 | PC | 2021-05-31 | 0 | PC
VTS-OT-G1111-2423S | JDZXR23-10 11/v3 0.1/v3 0.1kV |  | 121EL-VT | 3GB |  | B12 | COMM | CS03 | Z001 | V |  | F | RM | PD | ZABB | HGQ | 3410121000 | PC |  | 1 | CNXIHE4 | [5 empty] | 1 | 0 | PC | 2017-03-10 | 0 | PC
VTS-OT-G1111-2823S | JDZXR23-10 11/v3 0.1/v3 0.1/3 kV;0.5/3P |  | 121EL-CT | 3GB |  | B12 | COMM | CS03 | Z001 | V |  | F | RM | PD | ZABB | HGQ | 3410121000 | PC |  | 1 | CNDUYAN | [5 empty] | 1 | 0 | PC | 2018-03-19 | 0 | PC
VTS-OT-G1111-4423 | JDZX22-10C1 11/v3 0.11/v3 0.11/3 kV |  | 121EL-VT | 3GB |  | 12H | COMM | CS03 | Z001 | V |  | F | RM | PD | ZABB | HGQ | 3410121000 | PC |  | 1 | CNDUYAN | [5 empty] | 1 | 0 | PC | 2020-07-23 | 0 | PC
VTS-OT-G1111-4423S | JDZXR22-10C1 11/v3 0.1/v3 0.1/3kV |  | 121EL-VT | 3GB |  | B12 | COMM | CS03 | Z001 | V |  | F | RM | PD | ZABB | HGQ | 3410121000 | PC |  | 1 | CNDUYAN | [5 empty] | 1 | 0 | PC | 2018-06-22 | 0 | PC
VTS-OT-G1111-4823S | JDZXR22-10C1 11/v3 0.1/v3 0.1/3kV |  | 121EL-VT | 3GB |  | 12H | COMM | CS03 | Z001 | V |  | F | RM | PD | ZABB | HGQ | 3410121000 | PC |  | 1 | CNDUYAN | [5 empty] | 1 | 0 | PC | 2020-08-14 | 0 | PC
VTS-OT-G1111-5423S | JDZXR22-10C1 11/v3 0.1/v3 0.1/3 kV 0.5/3 |  | 121EL-VT | 3GB |  | B12 | COMM | CS03 | Z001 | V |  | F | RM | PD | ZABB | HGQ | 3410121000 | PC |  | 1 | CNXIHE4 | [5 empty] | 1 | 0 | PC | 2013-11-12 | 0 | PC
VTS-OT-G1113-2823S | JDZXR23-10 11/v3 0.1/v3 0.1/v3 kV;0.5/3P |  | 121EL-VT | 3GB |  | B12 | COMM | CS03 | Z001 | V |  | F | RM | PD | ZABB | HGQ | 3410121000 | PC |  | 1 | CNDUYAN | [5 empty] | 1 | 0 | PC | 2018-03-19 | 0 | PC
VTS-OT-G1113-4833S | JDZXR22-10C1 11/v3 0.1/v3 0.1/v3kV |  | 121EL-VT | 3GB |  | B03 | COMM | CS03 | Z001 | V |  | F | RM | PD | ZABB | HGQ | 3410121000 | PC |  | 1 | CNSHYE6 | [5 empty] | 1 | 0 | PC | 2018-05-15 | 0 | PC
VTS-OT-G1113-HG1F | JDZX23-10 11/√3 0.1/√3kV 0.1/√3kV |  | 121EL-VT |  |  | 129 | COMM | CS03 | Z001 | V |  | F | RM | PD | ZABB | HGQ | 3410121000 | PC |  | 1 | CNDUYAN | [5 empty] | 1 | 0 | PC | 2020-12-22 | 0 | PC
VTS-OT-G1113-HG1FS | JDZXR23-10 11/√3 0.1/√3kV 0.1/√3kV |  | 121EL-VT | 3GB |  | 12H | COMM | CS03 | Z001 | V |  | F | RM | PD | ZABB | HGQ | 3410121000 | PC |  | 1 | CNDUYAN | [5 empty] | 1 | 0 | PC | 2020-12-22 | 0 | PC
VTS-OT-G112-62 | JDZX22-10C1 11/√3/0.11/√3kV;0.5 75VA |  | 121EL-VT |  |  | 129 | COMM | CS03 | Z001 | V |  | F | RM | PD | ZABB | HGQ | 3410121000 | PC |  | 1 | CNJOCHE21 | [5 empty] | 1 | 0 | PC | 2020-12-02 | 0 | PC
VTS-OT-G1120-10C0S | JDZXR26-20 11/v3 0.11/v3 kV 15VA/ |  | 121EL-VT | 3GB |  | B12 | COMM | CS03 | Z001 | V |  | F | RM | PD | ZABB | HGQ | 3410121000 | PC |  | 1 | CNXIHE4 | [5 empty] | 1 | 0 | PC | 2017-07-19 | 0 | PC
VTS-OT-G1120-2020S | JDZXR23-10 11/v3 0.11/v3Kv 30VA/CL0.5 |  | 121EL-VT | 3GB |  | B12 | COMM | CS03 | Z001 | V |  | F | RM | PD | ZABB | HGQ | 3410121000 | PC |  | 1 | CNSHZEN2 | [5 empty] | 1 | 0 | PC | 2016-12-23 | 0 | PC
VTS-OT-G1120-2030S | JDZXR22-10C1 11/v3 0.11/v3 kV 30VA/1 |  | 121EL-VT | 3GB |  | B12 | COMM | CS03 | Z001 | V |  | F | RM | PD | ZABB | HGQ | 3410121000 | PC |  | 1 | CNGELI3 | [5 empty] | 1 | 0 | PC | 2019-01-09 | 0 | PC
VTS-OT-G1120-2090 | JDZX22-10C1 11/V3:0.11/V3 0.5(3P) 30VA |  | 121EL-VT |  |  | 129 | COMM | CS03 | Z001 | V |  | F | RM | PD | ZABB | HGQ | 3410121000 | PC |  | 1 | CNJISU10 | [5 empty] | 1 | 0 | PC | 2021-09-28 | 0 | PC
VTS-OT-G1120-20B0S | JDZXR22-10C1 11/v3 0.11/v3kV,30VA/CL. 1. |  | 121EL-VT | 3GB |  | B12 | COMM | CS03 | Z001 | V |  | F | RM | PD | ZABB | HGQ | 3410121000 | PC |  | 1 | CNXIHE4 | [5 empty] | 1 | 0 | PC | 2018-01-16 | 0 | PC
VTS-OT-G1120-4020 | JDZX22-10C1 11/v3 0.11/v3 50VA/CL0.5 |  | 121EL-VT | 3GB |  | B12 | COMM | CS03 | Z001 | V |  | F | RM | PD | ZABB | HGQ | 3410121000 | PC |  | 1 | T_GUIHUA_YE | [5 empty] | 1 | 0 | PC | 2015-11-27 | 0 | PC
VTS-OT-G1120-4020S | JDZXR22-10C1 11/v3 0.11/v3kV,50VA/CL0.5 |  | 121EL-VT | 3GB |  | B12 | COMM | CS03 | Z001 | V |  | F | RM | PD | ZABB | HGQ | 3410121000 | PC |  | 1 | CNXIHE4 | [5 empty] | 1 | 0 | PC | 2014-06-17 | 0 | PC
VTS-OT-G1120-4030 | JDZX22-10C1 11/v3 0.11/v3,50VA/CL3P |  | 121EL-VT | 3GB |  | B12 | COMM | CS03 | Z001 | V |  | F | RM | PD | ZABB | HGQ | 3410121000 | PC |  | 1 | CNXIHE4 | [5 empty] | 1 | 0 | PC | 2017-06-23 | 0 | PC
VTS-OT-G1120-4030S | JDZXR23-10;11kV/v3 110V/v3,50VA/CL1.0 |  | 121EL-VT | 3GB |  | B12 | COMM | CS03 | Z001 | V |  | F | RM | PD | ZABB | HGQ | 3410121000 | PC |  | 1 | CNXIHE4 | [5 empty] | 1 | 0 | PC | 2017-03-04 | 0 | PC
VTS-OT-G1120-4080S | JDZXR22-10C1 11/√3/0.11/√3kV 3P 50VA |  | 121EL-VT | 3GB |  | 12H | COMM | CS03 | Z001 | V |  | F | RM | PD | ZABB | HGQ | 3410121000 | PC |  | 1 | CNJOCHE21 | [5 empty] | 1 | 0 | PC | 2020-11-10 | 0 | PC
VTS-OT-G1120-4090S | JDZXR22-10C1 11/V3:0.11/V3 0.5(3P) 50VA |  | 121EL-VT |  |  | 129 | COMM | CS03 | Z001 | V |  | F | RM | PD | ZABB | HGQ | 3410121000 | PC |  | 1 | CNJISU10 | [5 empty] | 1 | 0 | PC | 2021-09-28 | 0 | PC
VTS-OT-G1120-40F0S | JDZXR22-10C1 11/v3 0.11/v3kV |  | 121EL-VT | 3GB |  | 12H | COMM | CS03 | Z001 | V |  | F | RM | PD | ZABB | HGQ | 3410121000 | PC |  | 1 | CNJOCHE21 | [5 empty] | 1 | 0 | PC | 2022-03-01 | 0 | PC
VTS-OT-G1120-5020 | JDZX22-10C1 11/v3 0.11/v3kV 60VA/CL0.5 |  | 121EL-VT | 3GB |  | B12 | COMM | CS03 | Z001 | V |  | F | RM | PD | ZABB | HGQ | 3410121000 | PC |  | 1 | T_GUIHUA_YE | [5 empty] | 1 | 0 | PC | 2014-11-24 | 0 | PC
VTS-OT-G1120-5020S | JDZXR22-10C1 11/v3 0.11/v3kV 60VA/CL0.5 |  | 121EL-VT |  |  | B03 | COMM | CS03 | Z001 | V |  | F | RM | PD | ZABB | HGQ | 3410121000 | PC |  | 1 | T_GUIHUA_YE | [5 empty] | 1 | 0 | PC | 2014-11-20 | 0 | PC
VTS-OT-G1120-6020 | JDZX22-10C1 11kV/V3:0.11/V3 0.5 75VA |  | 121EL-VT | 3GB |  | 12H | COMM | CS03 | Z001 | V |  | F | RM | PD | ZABB | HGQ | 3410121000 | PC |  | 1 | CNGELI3 | [5 empty] | 1 | 6 | PC | 2019-11-21 | 0 | PC
VTS-OT-G1120-6020S | JDZXR23-10 11/v3 0.11/v3 kV 75VA/CL0.5 |  | 121EL-VT | 3GB |  | B12 | COMM | CS03 | Z001 | V |  | F | RM | PD | ZABB | HGQ | 3410121000 | PC |  | 1 | CNGELI3 | [5 empty] | 1 | 0 | PC | 2019-03-18 | 0 | PC
VTS-OT-G1120-8020 | JDZX22-10C1 11kV/root3:110V/root3 (star) |  | 121EL-VT | 3GB |  | 12H | COMM | CS03 | Z001 | V |  | F | RM | PD | ZABB | HGQ | 3410121000 | PC |  | 1 | CNGELI3 | [5 empty] | 1 | 0 | PC | 2020-03-11 | 0 | PC
VTS-OT-G1120-8020S | JDZXR26-20 11/v3 0.11/v3 kV 100VA/CL0.5 |  | 121EL-VT | 3GB |  | B12 | COMM | CS03 | Z001 | V |  | F | RM | PD | ZABB | HGQ | 3410121000 | PC |  | 1 | CNXIHE4 | [5 empty] | 1 | 0 | PC | 2016-08-26 | 0 | PC
VTS-OT-G1120-8030 | JDZX22-10C1 11/v3 0.11/v3 kV 100VA/CL1.0 |  | 121EL-VT | 3GB |  | B12 | COMM | CS03 | Z001 | V |  | F | RM | PD | ZABB | HGQ | 3410121000 | PC |  | 1 | CNXIHE4 | [5 empty] | 1 | 0 | PC | 2017-01-06 | 0 | PC
VTS-OT-G1120-8030S | JDZXR22-10C1 11/v3 0.11/v3 kV 100VA/CL1. |  | 121EL-VT | 3GB |  | B12 | COMM | CS03 | Z001 | V |  | F | RM | PD | ZABB | HGQ | 3410121000 | PC |  | 1 | CNXIHE4 | [5 empty] | 1 | 0 | PC | 2015-09-15 | 0 | PC
VTS-OT-G1120-H010S | JDZXR22-10C1 11/√3 / 0.11/√3 |  | 121EL-VT |  |  | 129 | COMM | CS03 | Z001 | V |  | F | RM | PD | ZABB | HGQ | 3410121000 | PC |  | 1 | CNJOCHE21 | [5 empty] | 1 | 0 | PC | 2022-01-17 | 0 | PC
VTS-OT-G1120-H090 | JDZX22-10C1 11/V3:0.11/V3 0.5(3P) 25VA |  | 121EL-VT |  |  | 129 | COMM | CS03 | Z001 | V |  | F | RM | PD | ZABB | HGQ | 3410121000 | PC |  | 1 | CNJISU10 | [5 empty] | 1 | 0 | PC | 2021-09-28 | 0 | PC
VTS-OT-G1120-H090S | JDZXR23-10 11000/√3V 110/√3V,CL0.5(3P) |  | 121EL-VT | 3GB |  | B12 | COMM | CS03 | Z001 | V |  | F | RM | PD | ZABB | HGQ | 3410121000 | PC |  | 1 | CNDUYAN | [5 empty] | 1 | 0 | PC | 2018-04-17 | 0 | PC
VTS-OT-G1120-H0C0 | JDZXR23-10 11/v3 0.11/v3kV 0.2(3P)/25VA |  | 121EL-VT | 3GB |  | 12H | COMM | CS03 | Z001 | V |  | F | RM | PD | ZABB | HGQ | 3410121000 | PC |  | 1 | CNXIHE4 | [5 empty] | 1 | 0 | PC | 2017-03-01 | 0 | PC
VTS-OT-G1120-H0C0S | JDZXR23-10 11/v3 0.11/v3kV,0.2(3P)/25V |  | 121EL-VT | 3GB |  | B12 | COMM | CS03 | Z001 | V |  | F | RM | PD | ZABB | HGQ | 3410121000 | PC |  | 1 | CNXIHE4 | [5 empty] | 1 | 0 | PC | 2014-09-25 | 0 | PC
VTS-OT-G1120-I020S | JDZXR22-10C1 11/V3:0.11/V3,0.5 20VA |  | 121EL-VT | 3GB |  | 12H | COMM | CS03 | Z001 | V |  | F | RM | PD | ZABB | HGQ | 3410121000 | PC |  | 1 | CNDUYAN | [5 empty] | 1 | 0 | PC | 2020-10-10 | 0 | PC
VTS-OT-G1120-J020S | JDZXR22-10C1 11kV/v3 110V/v3 |  | 121EL-VT | 3GB |  | 12H | COMM | CS03 | Z001 | V |  | F | RM | PD | ZABB | HGQ | 3410121000 | PC |  | 1 | CNDUYAN | [5 empty] | 1 | 0 | PC | 2020-05-22 | 0 | PC
VTS-OT-G11204020-1 | JDZX22-10C1 11/v3 0.11/v3kV 50VA/CL0.5 |  | 121EL-VT | 3GB |  | B12 | COMM | CS03 | Z001 | V |  | F | RM | PD | ZABB | HGQ | 3410121000 | PC |  | 1 | CNXIHE4 | [5 empty] | 1 | 0 | PC | 2016-03-30 | 0 | PC
VTS-OT-G11204020S1 | JDZXR22-10C1 11/v3 0.11/v3 kV 50VA/CL0.5 |  | 121EL-VT | 3GB |  | B12 | COMM | CS03 | Z001 | V |  | F | RM | PD | ZABB | HGQ | 3410121000 | PC |  | 1 | CNXIHE4 | [5 empty] | 1 | 0 | PC | 2016-03-24 | 0 | PC
VTS-OT-G11204020S2 | JDZXR22-10C1 11/V3:0.11/V3 0.5 50VA |  | 121EL-VT | 3GB |  | 12H | COMM | CS03 | Z001 | V |  | F | RM | PD | ZABB | HGQ | 3410121000 | PC |  | 1 | CNGELI3 | [5 empty] | 1 | 0 | PC | 2020-03-18 | 0 | PC
VTS-OT-G11204030S1 | JDZXR22-10C1 11/v3 0.11/v3 kV,50VA/CL1.0 |  | 121EL-VT | 3GB |  | 12H | COMM | CS03 | Z001 | V |  | F | RM | PD | ZABB | HGQ | 3410121000 | PC |  | 1 | CNDUYAN | [5 empty] | 1 | 0 | PC | 2018-09-11 | 0 | PC
VTS-OT-G11204030S2 | JDZXR22-10C1 11kV/v3 110V/v3 |  | 121EL-VT | 3GB |  | 12H | COMM | CS03 | Z001 | V |  | F | RM | PD | ZABB | HGQ | 3410121000 | PC |  | 1 | CNGELI3 | [5 empty] | 1 | 0 | PC | 2019-06-12 | 0 | PC
VTS-OT-G11204080S | JDZXR23-10 11/v3 0.11/v3kV |  | 121EL-VT | 3GB |  | 12H | COMM | CS03 | Z001 | V |  | F | RM | PD | ZABB | HGQ | 3410121000 | PC |  | 1 | CNJOCHE21 | [5 empty] | 1 | 0 | PC | 2021-08-19 | 0 | PC
VTS-OT-G11206020-1 | JDZX22-10C1 11kV/V3:0.11/V3 0.5 75VA |  | 121EL-VT | 3GB |  | 12H | COMM | CS03 | Z001 | V |  | F | RM | PD | ZABB | HGQ | 3410121000 | PC |  | 1 | CNDUYAN | [5 empty] | 1 | 0 | PC | 2020-11-26 | 0 | PC
VTS-OT-G11208020-1 | JDZX22-10C1 11/V3:0.11/V3 0.5 100VA |  | 121EL-VT | 3GB |  | 12H | COMM | CS03 | Z001 | V |  | F | RM | PD | ZABB | HGQ | 3410121000 | PC |  | 1 | CNGELI3 | [5 empty] | 1 | 0 | PC | 2020-03-18 | 0 | PC
VTS-OT-G11208020S1 | JDZXR23-10 11/v3 0.11/v3 kV 100VA/CL0.5 |  | 121EL-VT |  |  | B03 | COMM | CS03 | Z001 | V |  | F | RM | PD | ZABB | HGQ | 3410121000 | PC |  | 1 | CNXIHE4 | [5 empty] | 1 | 0 | PC | 2016-10-20 | 0 | PC
VTS-OT-G11208020S2 | JDZXR26-20 11/v3 0.11/v3 kV |  | 121EL-VT | 3GB |  | B12 | COMM | CS03 | Z001 | V |  | F | RM | PD | ZABB | HGQ | 3410121000 | PC |  | 1 | CNXIHE4 | [5 empty] | 1 | 0 | PC | 2016-10-25 | 0 | PC
VTS-OT-G11208020S3 | JDZXR22-10C1 11kV/root3 : 110V/root3 |  | 121EL-VT | 3GB |  | B12 | COMM | CS03 | Z001 | V |  | F | RM | PD | ZABB | HGQ | 3410121000 | PC |  | 1 | CNGELI3 | [5 empty] | 1 | 0 | PC | 2018-10-15 | 0 | PC
VTS-OT-G11208020S4 | JDZXR22-10C1 11/v3 0.11/v3 kV |  | 121EL-VT | 3GB |  | 12H | COMM | CS03 | Z001 | V |  | F | RM | PD | ZABB | HGQ | 3410121000 | PC |  | 1 | CNGELI3 | [5 empty] | 1 | 0 | PC | 2019-06-04 | 0 | PC
VTS-OT-G11208020S5 | JDZXR26-20 11kV/V3:110V/V3 0.5 100VA |  | 121EL-VT | 3GB |  | 12H | COMM | CS03 | Z001 | V |  | F | RM | PD | ZABB | HGQ | 3410121000 | PC |  | 1 | CNGELI3 | [5 empty] | 1 | 0 | PC | 2019-08-29 | 0 | PC
VTS-OT-G11208030S1 | JDZXR22-10C1 11/v3 0.11/v3 kV 100VA/CL1. |  | 121EL-VT | 3GB |  | B12 | COMM | CS03 | Z001 | V |  | F | RM | PD | ZABB | HGQ | 3410121000 | PC |  | 1 | CNXIHE4 | [5 empty] | 1 | 0 | PC | 2017-01-06 | 0 | PC
VTS-OT-G1120H0C0S1 | JDZXR22-10C1 11/v3 0.11/v3,0.2＆3P, 25VA |  | 121EL-VT | 3GB |  | B12 | COMM | CS03 | Z001 | V |  | F | RM | PD | ZABB | HGQ | 3410121000 | PC |  | 1 | CNXIHE4 | [5 empty] | 1 | 0 | PC | 2016-12-16 | 0 | PC
VTS-OT-G1121-4423S | JDZXR22-10C1 11/v3 0.11/v3 0.11/3 kV W.T |  | 121EL-VT | 3GB |  | B12 | COMM | CS03 | Z001 | V |  | F | RM | PD | ZABB | HGQ | 3410121000 | PC |  | 1 | CNXIHE4 | [5 empty] | 1 | 0 | PC | 2015-05-28 | 0 | PC
VTS-OT-G1122-1183S | JDZXR22-10C1 |  | 121EL-VT | 3GB |  | 12H | COMM | CS03 | Z001 | V |  | F | RM | PD | ZABB | HGQ | 3410121000 | PC |  | 1 | CNJISU10 | [5 empty] | 1 | 0 | PC | 2022-03-18 | 0 | PC
VTS-OT-G1122-1413S | JDZXR23-10 S1：11/√3/0.11/√3kV 0.2 15VA |  | 121EL-VT | 3GB |  | 12H | COMM | CS03 | Z001 | V |  | F | RM | PD | ZABB | HGQ | 3410121000 | PC |  | 1 | CNJISU10 | [5 empty] | 1 | 0 | PC | 2021-11-30 | 0 | PC
VTS-OT-G1122-2213 | JDZX23-10 11/v3 0.11/v3 0.11/3kV |  | 121EL-VT | 3GB |  | B12 | COMM | CS03 | Z001 | V |  | F | RM | PD | ZABB | HGQ | 3410121000 | PC |  | 1 | CNDUYAN | [5 empty] | 1 | 0 | PC | 2018-08-13 | 0 | PC
VTS-OT-G1122-2213S | JDZXR22-10C1 11/√3/0.11/√3/0.11/3kV |  | 26XEL |  |  | 129 | COMM | CS03 | Z001 | V |  | F |  | PD | ZABB | HGC | 3410121000 | PC |  | 1 | CNDUYAN | [5 empty] | 1 | 0 | PC | 2018-08-15 | 0 | PC
VTS-OT-G1122-2223S | JDZXR22-10C1 11/v3 0.11/v3 0.11/3kV |  | 121EL-VT | 3GB |  | 12H | COMM | CS03 | Z001 | V |  | F | RM | PD | ZABB | HGQ | 3410121000 | PC |  | 1 | CNXIHE4 | [5 empty] | 1 | 0 | PC | 2017-11-24 | 0 | PC
VTS-OT-G1122-2423S | JDZXR22-10C1 11/v3 0.11/v3 0.11/3 kV |  | 121EL-VT | 3GB |  | B12 | COMM | CS03 | Z001 | V |  | F | RM | PD | ZABB | HGQ | 3410121000 | PC |  | 1 | CNXIHE4 | [5 empty] | 1 | 0 | PC | 2017-05-12 | 0 | PC
VTS-OT-G1122-2H13S | JDZXR22-10C1 11/V3:0.11/V3:0.11/3 |  | 121EL-VT | 3GB |  | 12H | COMM | CS03 | Z001 | V |  | F | RM | PD | ZABB | HGQ | 3410121000 | PC |  | 1 | CNJOCHE21 | [5 empty] | 1 | 0 | PC | 2021-01-19 | 0 | PC
VTS-OT-G1122-2I13 | JDZX22-10C1G-A 11/V3 0.11/V3 0.11/3KV |  | 121EL-VT | 3GB |  | B12 | COMM | CS03 | Z001 | V |  | F | RM | PD | ZABB | HGQ | 3410121000 | PC |  | 1 | CNSHZEN2 | [5 empty] | 1 | 0 | PC | 2017-01-18 | 0 | PC
VTS-OT-G1122-4411S | JDZXR23-10 11kV/root3 : 110V/root3 : 110 |  | 121EL-VT | 3GB |  | B12 | COMM | CS03 | Z001 | V |  | F | RM | PD | ZABB | HGQ | 3410121000 | PC |  | 1 | CNGELI3 | [5 empty] | 1 | 0 | PC | 2018-10-18 | 0 | PC
VTS-OT-G1122-4421 | JDZX22-10C1 11/v3kV 0.11/v3kV 0.11/3kV |  | 121EL-VT | 3GB |  | 12H | COMM | CS03 | Z001 | V |  | F | RM | PD | ZABB | HGQ | 3410121000 | PC |  | 1 | CNJISU10 | [5 empty] | 1 | 0 | PC | 2021-11-05 | 0 | PC
VTS-OT-G1122-4421S | JDZXR22-10C1 11/v3kV 0.11/v3kV 0.11/3kV |  | 121EL-VT | 3GB |  | 12H | COMM | CS03 | Z001 | V |  | F | RM | PD | ZABB | HGQ | 3410121000 | PC |  | 1 | CNJISU10 | [5 empty] | 1 | 0 | PC | 2021-11-05 | 0 | PC
VTS-OT-G1122-4422 | JDZXR22-10C1 11kV/v3 : 0.11kV/v3 : 0.11k |  | 121EL-VT |  |  | 129 | COMM | CS03 | Z001 | V |  | F | RM | PD | ZABB | HGQ | 3410121000 | PC |  | 1 | CNJOCHE21 | [5 empty] | 1 | 0 | PC | 2020-10-20 | 0 | PC
VTS-OT-G1122-4423 | JDZX22-10C1 11/v3 0.11/v3 0.11/3 kV |  | 121EL-VT | 3GB |  | 12H | COMM | CS03 | Z001 | V |  | F | RM | PD | ZABB | HGQ | 3410121000 | PC |  | 1 | T_GUIHUA_YE | [5 empty] | 1 | 0 | PC | 2015-04-14 | 0 | PC
VTS-OT-G1122-4423S | JDZXR22-10C1 11/v3 0.11/v3 0.11/3 kV W.T |  | 121EL-VT | 3GB |  | B12 | COMM | CS03 | Z001 | V |  | F | RM | PD | ZABB | HGQ | 3410121000 | PC |  | 1 | T_GUIHUA_YE | [5 empty] | 1 | 0 | PC | 2015-03-19 | 0 | PC
VTS-OT-G1122-4821S | JDZXR22-10C1 11000/v3 110/v3 110/3V |  | 121EL-VT | 3GB |  | 12H | COMM | CS03 | Z001 | V |  | F | RM | PD | ZABB | HGQ | 3410121000 | PC |  | 1 | CNDUYAN | [5 empty] | 1 | 0 | PC | 2020-07-30 | 0 | PC
VTS-OT-G1122-4823 | JDZX22-10C1 11000/v3 110/v3 110/3V |  | 121EL-VT | 3GB |  | 12H | COMM | CS03 | Z001 | V |  | F | RM | PD | ZABB | HGQ | 3410121000 | PC |  | 1 | CNDUYAN | [5 empty] | 1 | 0 | PC | 2020-09-12 | 0 | PC
VTS-OT-G1122-4823S | JDZXR22-10C1 11/v3 0.11/v3 0.11/3kV |  | 121EL-VT | 3GB |  | B12 | COMM | CS03 | Z001 | V |  | F | RM | PD | ZABB | HGQ | 3410121000 | PC |  | 1 | CNXIHE4 | [5 empty] | 1 | 0 | PC | 2017-06-23 | 0 | PC
VTS-OT-G1122-6623S | JDZXR22-10C1 11/v3 0.11/v3 0.11/3kV |  | 121EL-VT | 3GB |  | 12H | COMM | CS03 | Z001 | V |  | F | RM | PD | ZABB | HGQ | 3410121000 | PC |  | 1 | CNGELI3 | [5 empty] | 1 | 0 | PC | 2019-12-02 | 0 | PC
VTS-OT-G1122-8433 | JDZX22-10C1 11/v3 0.11/v3 0.11/3 kV |  | 121EL-VT |  |  | 129 | COMM | CS03 | Z001 | V |  | F | RM | PD | ZABB | HGQ | 3410121000 | PC |  | 1 | CNDUYAN | [5 empty] | 1 | 0 | PC | 2020-12-02 | 0 | PC
VTS-OT-G1122-8523S | JDZXR23-10 11/v3 0.11/v3 0.11/3KV,0.5/3P |  | 121EL-VT | 3GB |  | B12 | COMM | CS03 | Z001 | V |  | F | RM | PD | ZABB | HGQ | 3410121000 | PC |  | 1 | CNDUYAN | [5 empty] | 1 | 0 | PC | 2018-03-28 | 0 | PC
VTS-OT-G1122-8823 | JDZX23-10 11/v3 0.11/v3 0.11/3kV |  | 121EL-VT | 3GB |  | B12 | COMM | CS03 | Z001 | V |  | F | RM | PD | ZABB | HGQ | 3410121000 | PC |  | 1 | CNXIHE4 | [5 empty] | 1 | 0 | PC | 2016-06-07 | 0 | PC
VTS-OT-G1122-8823S | JDZXR23-10 11/v3 0.11/v3 0.11/3kV |  | 121EL-VT | 3GB |  | 12H | COMM | CS03 | Z001 | V |  | F | RM | PD | ZABB | HGQ | 3410121000 | PC |  | 1 | CNDUYAN | [5 empty] | 1 | 0 | PC | 2018-07-20 | 0 | PC
VTS-OT-G1122-8831 | JDZX22-10C1 11/v3 kV¦0.11/v3 kV¦0.11/3 k |  | 121EL-VT | 3GB |  | B12 | COMM | CS03 | Z001 | V |  | F | RM | PD | ZABB | HGQ | 3410121000 | PC |  | 1 | CNXIHE4 | [5 empty] | 1 | 0 | PC | 2016-07-11 | 0 | PC
VTS-OT-G1122-8833 | JDZX22-10C1 11/v3 0.11/v3 0.11/3 kV |  | 121EL-VT | 3GB |  | 12H | COMM | CS03 | Z001 | V |  | F | RM | PD | ZABB | HGQ | 3410121000 | PC |  | 1 | CNDUYAN | [5 empty] | 1 | 0 | PC | 2020-12-02 | 0 | PC
VTS-OT-G1122-H413 | JDZX22-10C1 11/v3 0.11/v3 0.11/3kV |  | 121EL-VT | 3GB |  | B12 | COMM | CS03 | Z001 | V |  | F | RM | PD | ZABB | HGQ | 3410121000 | PC |  | 1 | CNXIHE4 | [5 empty] | 1 | 0 | PC | 2016-06-28 | 0 | PC
VTS-OT-G1122-H413S | JDZXR23-10 11/v3 0.11/v3 0.11/3kV |  | 121EL-VT | 3GB |  | B12 | COMM | CS03 | Z001 | V |  | F | RM | PD | ZABB | HGQ | 3410121000 | PC |  | 1 | CNXIHE4 | [5 empty] | 1 | 0 | PC | 2016-06-28 | 0 | PC
VTS-OT-G1122-H423 | JDZX22-10C1 11/√3 0.11/√3 0.11/3kV |  | 121EL-VT |  |  | 129 | COMM | CS03 | Z001 | V |  | F | RM | PD | ZABB | HGQ | 3410121000 | PC |  | 1 | CNSHZHA9 | [5 empty] | 1 | 0 | PC | 2018-11-13 | 0 | PC
VTS-OT-G1122-HH23 | JDZX22-10C1 11/V3 0.11/V3 0.11/3 kV |  | 121EL-VT | 3GB |  | 12H | COMM | CS03 | Z001 | V |  | F | RM | PD | ZABB | HGQ | 3410121000 | PC |  | 1 | CNDUYAN | [5 empty] | 1 | 0 | PC | 2018-07-25 | 0 | PC
VTS-OT-G1122-HH23S | JDZXR22-10C1 11/V3:0.11/V3:0.11/3 |  | 121EL-VT | 3GB |  | 12H | COMM | CS03 | Z001 | V |  | F | RM | PD | ZABB | HGQ | 3410121000 | PC |  | 1 | CNJOCHE21 | [5 empty] | 1 | 0 | PC | 2022-03-01 | 0 | PC
VTS-OT-G1122-I423S | JDZXR22-10C1 11/v3 0.11/v3 0.11/3kV |  | 121EL-VT | 3GB |  | B12 | COMM | CS03 | Z001 | V |  | F | RM | PD | ZABB | HGQ | 3410121000 | PC |  | 1 | CNXIHE4 | [5 empty] | 1 | 0 | PC | 2017-11-06 | 0 | PC
VTS-OT-G1122-I821S | JDZXR22-10C1 11/v3¦0.11/v3¦0.11/3kV |  | 121EL-VT |  |  | B03 | COMM | CS03 | Z001 | V |  | F | RM | PD | ZABB | HGQ | 3410121000 | PC |  | 1 | CNXIHE4 | [5 empty] | 1 | 0 | PC | 2016-04-25 | 0 | PC
VTS-OT-G1122-II13S | JDZXR23-10 11/v3 0.11/v3 0.11/3kV |  | 121EL-VT | 3GB |  | B12 | COMM | CS03 | Z001 | V |  | F | RM | PD | ZABB | HGQ | 3410121000 | PC |  | 1 | CNXIHE4 | [5 empty] | 1 | 0 | PC | 2014-01-26 | 0 | PC
VTS-OT-G1122-II23S | JDZXR22-10C1 11kV/RT3:110V/RT3:110V/3 |  | 121EL-VT | 3GB |  | B12 | COMM | CS03 | Z001 | V |  | F | RM | PD | ZABB | HGQ | 3410121000 | PC |  | 1 | CNDUYAN | [5 empty] | 1 | 0 | PC | 2019-01-31 | 0 | PC
VTS-OT-G11222423S1 | JDZXR22-10C1 11/√3kV 0.11/√3 kV 0.11/3k |  | 121EL-VT | 3GB |  | 12H | COMM | CS03 | Z001 | V |  | F | RM | PD | ZABB | HGQ | 3410121000 | PC |  | 1 | CNGELI3 | [5 empty] | 1 | 0 | PC | 2019-07-30 | 0 | PC
VTS-OT-G11224423-1 | JDZX22-10C1 11/v3 0.11/v3 0.11/3kV 50VA/ |  | 121EL-VT | 3GB |  | B12 | COMM | CS03 | Z001 | V |  | F | RM | PD | ZABB | HGQ | 3410121000 | PC |  | 1 | T_GUIHUA_YE | [5 empty] | 1 | 0 | PC | 2015-06-26 | 0 | PC
VTS-OT-G11224423-2 | JDZX22-10C1 11/v3 0.11/v3 0.11/3 kV |  | 121EL-VT | 3GB |  | B12 | COMM | CS03 | Z001 | V |  | F | RM | PD | ZABB | HGQ | 3410121000 | PC |  | 1 | CNXIHE4 | [5 empty] | 1 | 0 | PC | 2016-08-23 | 0 | PC
VTS-OT-G11224423-3 | JDZX22-10C1 11/v3 0.11/v3 0.11/3 kV |  | 121EL-VT | 3GB |  | 12H | COMM | CS03 | Z001 | V |  | F | RM | PD | ZABB | HGQ | 3410121000 | PC |  | 1 | CNXIHE4 | [5 empty] | 1 | 0 | PC | 2016-10-31 | 0 | PC
VTS-OT-G11224423-4 | JDZX22-10C1 11/√3 0.11/√3 0.11/3kV |  | 121EL-VT | 3GD |  | 12H | COMM | CS03 | Z001 | V |  | F | RM | PD | ZABB | HGQ | 3410121000 | PC |  | 1 | CNGELI3 | [5 empty] | 1 | 0 | PC | 2019-09-20 | 0 | PC
VTS-OT-G11224423S1 | JDZXR22-10C1 11/v3 0.11/v3 0.11/3kV |  | 121EL-VT | 3GB |  | B12 | COMM | CS03 | Z001 | V |  | F | RM | PD | ZABB | HGQ | 3410121000 | PC |  | 1 | CNXIHE4 | [5 empty] | 1 | 0 | PC | 2016-06-14 | 0 | PC
VTS-OT-G11224423S2 | JDZXR23-10 11/v3 0.11/v3 0.11/3kV |  | 121EL-VT | 3GB |  | 12H | COMM | CS03 | Z001 | V |  | F | RM | PD | ZABB | HGQ | 3410121000 | PC |  | 1 | CNXIHE4 | [5 empty] | 1 | 0 | PC | 2016-10-31 | 0 | PC
VTS-OT-G11224423S3 | JDZXR22-10C1 11/v3 0.11/v3 0.11/3 kV |  | 121EL-VT | 3GB |  | 12H | COMM | CS03 | Z001 | V |  | F | RM | PD | ZABB | HGQ | 3410121000 | PC |  | 1 | CNXIHE4 | [5 empty] | 1 | 0 | PC | 2017-11-24 | 0 | PC
VTS-OT-G11224423S5 | JDZXR26-20 11kV/root3 : 110V/root3 : 110 |  | 121EL-VT | 3GB |  | B12 | COMM | CS03 | Z001 | V |  | F | RM | PD | ZABB | HGQ | 3410121000 | PC |  | 1 | CNGELI3 | [5 empty] | 1 | 0 | PC | 2019-03-12 | 0 | PC
VTS-OT-G11224423S6 | JDZXR23-10 11kV/root3 : 110V/root3 : 110 |  | 121EL-VT | 3GB |  | 12H | COMM | CS03 | Z001 | V |  | F | RM | PD | ZABB | HGQ | 3410121000 | PC |  | 1 | CNGELI3 | [5 empty] | 1 | 0 | PC | 2019-07-15 | 0 | PC
VTS-OT-G11224423S7 | JDZXR22-10C1 11/√3/0.11/√3kV 0.11/3kV |  | 121EL-VT | 3GB |  | 12H | COMM | CS03 | Z001 | V |  | F | RM | PD | ZABB | HGQ | 3410121000 | PC |  | 1 | CNJOCHE21 | [5 empty] | 1 | 0 | PC | 2020-07-03 | 0 | PC
VTS-OT-G1122449FS1 | JDZXR26-20 11/v3:0.11/v3:0.11/v3 kV |  | 121EL-VT | 3GB |  | B12 | COMM | CS03 | Z001 | V |  | F | RM | PD | ZABB | HGQ | 3410121000 | PC |  | 1 | CNXIHE4 | [5 empty] | 1 | 0 | PC | 2017-01-20 | 0 | PC
VTS-OT-G11224821S1 | JDZXR22-10C1 11/v3 0.11/v3 0.11/3 kV |  | 121EL-VT | 3GB |  | 12H | COMM | CS03 | Z001 | V |  | F | RM | PD | ZABB | HGQ | 3410121000 | PC |  | 1 | CNJOCHE21 | [5 empty] | 1 | 0 | PC | 2021-01-13 | 0 | PC
VTS-OT-G11224823S1 | JDZXR23-10 11/v3 0.11/v3 0.11/3kV |  | 121EL-VT | 3GB |  | 12H | COMM | CS03 | Z001 | V |  | F | RM | PD | ZABB | HGQ | 3410121000 | PC |  | 1 | CNDUYAN | [5 empty] | 1 | 0 | PC | 2018-07-17 | 0 | PC
VTS-OT-G11224823S2 | JDZXR23-10 11/v3 0.11/v3 0.11/3kV |  | 121EL-VT | 3GB |  | B12 | COMM | CS03 | Z001 | V |  | F | RM | PD | ZABB | HGQ | 3410121000 | PC |  | 1 | CNDUYAN | [5 empty] | 1 | 0 | PC | 2018-07-30 | 0 | PC
VTS-OT-G11228823-1 | JDZX23-10 11/v3 0.11/v3 0.11/3kV |  | 121EL-VT |  |  | 129 | COMM | CS03 | Z001 | V |  | F | RM | PD | ZABB | HGQ | 3410121000 | PC |  | 1 | CNDUYAN | [5 empty] | 1 | 0 | PC | 2018-07-17 | 0 | PC
VTS-OT-G11228831-1 | JDZX22-10C1 11/v3 kV¦0.11/v3 kV¦0.11/3 k |  | 121EL-VT | 3GB |  | 12H | COMM | CS03 | Z001 | V |  | F | RM | PD | ZABB | HGQ | 3410121000 | PC |  | 1 | CNDUYAN | [5 empty] | 1 | 0 | PC | 2018-09-11 | 0 | PC
VTS-OT-G1122HH23-1 | JDZXR22-10C1 11/V3,0.11/V3,0.11/3 |  | 121EL-VT | 3GB |  | 12H | COMM | CS03 | Z001 | V |  | F | RM | PD | ZABB | HGQ | 3410121000 | PC |  | 1 | CNDUYAN | [5 empty] | 1 | 0 | PC | 2020-07-20 | 0 | PC
VTS-OT-G1122II13S1 | JDZXR23-10 11/v3 0.11/v3 0.11/3kV |  | 121EL-VT | 3GB |  | B12 | COMM | CS03 | Z001 | V |  | F | RM | PD | ZABB | HGQ | 3410121000 | PC |  | 1 | CNXIHE4 | [5 empty] | 1 | 0 | PC | 2017-05-10 | 0 | PC
VTS-OT-G1122II13S2 | JDZXR24-10 11kV/v3 110V/v3 110V/v3 |  | 121EL-VT | 3GB |  | 12H | COMM | CS03 | Z001 | V |  | F | RM | PD | ZABB | HGQ | 3410121000 | PC |  | 1 | CNDUYAN | [5 empty] | 1 | 0 | PC | 2021-01-15 | 0 | PC
VTS-OT-G1123-G811 | JDZX22-10C1 11/v3 0.11/v3 0.11/3 kV |  | 121EL-VT | 3GB |  | B12 | COMM | CS03 | Z001 | V |  | F | RM | PD | ZABB | HGQ | 3410121000 | PC |  | 1 | CNXIHE4 | [5 empty] | 1 | 0 | PC | 2016-11-30 | 0 | PC
VTS-OT-G1123-G813S | JDZXR22-10C1 11/v3 0.11/v3 0.11/3 kV |  | 121EL-VT | 3GB |  | B12 | COMM | CS03 | Z001 | V |  | F | RM | PD | ZABB | HGQ | 3410121000 | PC |  | 1 | CNXIHE4 | [5 empty] | 1 | 0 | PC | 2016-11-15 | 0 | PC
VTS-OT-G1124-1183S | JDZXR22-10C1 11/√3 / 0.11/√3 / 0.11/√3 k |  | 121EL-VT |  |  | 129 | COMM | CS03 | Z001 | V |  | F | RM | PD | ZABB | HGQ | 3410121000 | PC |  | 1 | CNJISU10 | [5 empty] | 1 | 0 | PC | 2022-03-07 | 0 | PC
VTS-OT-G1124-2223S | JDZXR22-10C1 11/v3 0.11/v3 0.11/v3kV |  | 121EL-VT |  |  | B03 | COMM | CS03 | Z001 | V |  | F | RM | PD | ZABB | HGQ | 3410121000 | PC |  | 1 | CNXIHE4 | [5 empty] | 1 | 0 | PC | 2017-11-23 | 0 | PC
VTS-OT-G1124-222B | JDZX22-10C1 11kV/√3 : 110V/√3 : 110V/√3 |  | 121EL-VT | 3GB |  | 12H | COMM | CS03 | Z001 | V |  | F | RM | PD | ZABB | HGQ | 3410121000 | PC |  | 1 | CNGELI3 | [5 empty] | 1 | 0 | PC | 2019-08-14 | 0 | PC
VTS-OT-G1124-2423S | JDZXR22-10C1 11/√3/0.11/√3kV 0.5 30VA |  | 121EL-VT | 3GB |  | 12H | COMM | CS03 | Z001 | V |  | F | RM | PD | ZABB | HGQ | 3410121000 | PC |  | 1 | CNJOCHE21 | [5 empty] | 1 | 0 | PC | 2021-08-19 | 0 | PC
VTS-OT-G1124-4423 | JDZX22-10C1 11/v3 0.11/v3 0.11/V3 |  | 121EL-VT |  |  | B03 | COMM | CS03 | Z001 | V |  | F | RM | PD | ZABB | HGQ | 3410121000 | PC |  | 1 | CNXIHE4 | [5 empty] | 1 | 0 | PC | 2017-06-23 | 0 | PC
VTS-OT-G1124-4423S | JDZXR22-10C1 11/v3 0.11/v3 0.11/v3 kV |  | 121EL-VT | 3GB |  | B12 | COMM | CS03 | Z001 | V |  | F | RM | PD | ZABB | HGQ | 3410121000 | PC |  | 1 | CNXIHE4 | [5 empty] | 1 | 0 | PC | 2017-06-30 | 0 | PC
VTS-OT-G1124-443CS | JDZXR23-10 11/v3 0.11/v3 0.11/v3kV |  | 121EL-VT | 3GB |  | 12H | COMM | CS03 | Z001 | V |  | F | RM | PD | ZABB | HGQ | 3410121000 | PC |  | 1 | CNJOCHE21 | [5 empty] | 1 | 0 | PC | 2021-09-02 | 0 | PC
VTS-OT-G1124-448CS | JDZXR23-10 11/v3 0.11/v3 0.11/v3kV |  | 121EL-VT | 3GB |  | 12H | COMM | CS03 | Z001 | V |  | F | RM | PD | ZABB | HGQ | 3410121000 | PC |  | 1 | CNJISU10 | [5 empty] | 1 | 0 | PC | 2021-12-07 | 0 | PC
VTS-OT-G1124-449FS | JDZXR23-10 11/v3 0.11/v3 0.11/v3kV |  | 121EL-VT | 3GB |  | 12H | COMM | CS03 | Z001 | V |  | F | RM | PD | ZABB | HGQ | 3410121000 | PC |  | 1 | CNXIHE4 | [5 empty] | 1 | 0 | PC | 2015-04-01 | 0 | PC
VTS-OT-G1124-G213S | JDZXR23-10 11/V3:0.11/V3:0.11/V3kV |  | 121EL-VT | 3GB |  | 12H | COMM | CS03 | Z001 | V |  | F | RM | PD | ZABB | HGQ | 3410121000 | PC |  | 1 | CNJOCHE21 | [5 empty] | 1 | 0 | PC | 2022-02-18 | 0 | PC
VTS-OT-G1124-HGCFS | JDZXR23-10 11kV/v3 110V/v3 110V/v3 |  | 121EL-VT |  |  | 129 | COMM | CS03 | Z001 | V |  | F | RM | PD | ZABB | HGQ | 3410121000 | PC |  | 1 | CNJISU10 | [5 empty] | 1 | 0 | PC | 2022-04-18 | 0 | PC
VTS-OT-G1124-HH21S | JDZXR22-10C1 11/v3:0.11/v3kV: 0.11/v3kV |  | 121EL-VT | 3GB |  | 12H | COMM | CS03 | Z001 | V |  | F | RM | PD | ZABB | HGQ | 3410121000 | PC |  | 1 | CNJOCHE21 | [5 empty] | 1 | 0 | PC | 2021-08-13 | 0 | PC
VTS-OT-G1124-HH23S | JDZXR22-10C1 11kV/root3 : 110V/root3 : 1 |  | 121EL-VT | 3GB |  | B12 | COMM | CS03 | Z001 | V |  | F | RM | PD | ZABB | HGQ | 3410121000 | PC |  | 1 | CNGELI3 | [5 empty] | 1 | 0 | PC | 2019-01-07 | 0 | PC
VTS-OT-G1124-HH29 | JDZX22-10C1 11/v3 0.11/v3 0.11/v3kV |  | 121EL-VT | 3GB |  | B12 | COMM | CS03 | Z001 | V |  | F | RM | PD | ZABB | HGQ | 3410121000 | PC |  | 1 | CNXIHE4 | [5 empty] | 1 | 0 | PC | 2015-02-15 | 0 | PC
VTS-OT-G1124-HH29S | JDZXR22-10C1 11/v3 0.11/v3 0.11/v3kV |  | 121EL-VT | 3GB |  | B12 | COMM | CS03 | Z001 | V |  | F | RM | PD | ZABB | HGQ | 3410121000 | PC |  | 1 | CNXIHE4 | [5 empty] | 1 | 0 | PC | 2015-02-15 | 0 | PC
VTS-OT-G1124-HH2BS | JDZXR22-10C1 11/v3 0.11/v3 0.11/v3kV 25V |  | 121EL-VT | 3GB |  | 12H | COMM | CS03 | Z001 | V |  | F | RM | PD | ZABB | HGQ | 3410121000 | PC |  | 1 | CNJISU10 | [5 empty] | 1 | 0 | PC | 2021-12-20 | 0 | PC
VTS-OT-G1124-HH2F | JDZX22-10C1 11/√3/0.11/√3kV 0.5 25VA |  | 121EL-VT |  |  | 129 | COMM | CS03 | Z001 | V |  | F | RM | PD | ZABB | HGQ | 3410121000 | PC |  | 1 | CNJISU10 | [5 empty] | 1 | 0 | PC | 2021-09-28 | 0 | PC
VTS-OT-G1124-II13S | JDZXR23-10 11/v3 0.11/v3 0.11/v3 kV |  | 121EL-VT | 3GB |  | B12 | COMM | CS03 | Z001 | V |  | F | RM | PD | ZABB | HGQ | 3410121000 | PC |  | 1 | CNXIHE4 | [5 empty] | 1 | 0 | PC | 2014-01-16 | 0 | PC
VTS-OT-G1124-II23 | JDZX22-10C1 11/v3 0.11/v3 0.11/v3 kV |  | 121EL-VT |  |  | B03 | COMM | CS03 | Z001 | V |  | F | RM | PD | ZABB | HGQ | 3410121000 | PC |  | 1 | T_GUIHUA_YE | [5 empty] | 1 | 0 | PC | 2015-12-02 | 0 | PC
VTS-OT-G1124-II23S | JDZXR22-10C1 11/v3 0.11/v3 0.11/v3 kV |  | 121EL-VT | 3GB |  | B12 | COMM | CS03 | Z001 | V |  | F | RM | PD | ZABB | HGQ | 3410121000 | PC |  | 1 | T_GUIHUA_YE | [5 empty] | 1 | 0 | PC | 2015-12-02 | 0 | PC
VTS-OT-G1124-L113S | JDZXR22-10C1 11/v3 0.11/v3 0.11/v3kV |  | 121EL-VT | 3GB |  | B12 | COMM | CS03 | Z001 | V |  | F | RM | PD | ZABB | HGQ | 3410121000 | PC |  | 1 | CNXIHE4 | [5 empty] | 1 | 0 | PC | 2014-02-11 | 0 | PC
VTS-OT-G1124-L211S | JDZXR22-10C1 11kV/root3 : 110V/root3 : 1 |  | 121EL-VT | 3GB |  | 12H | COMM | CS03 | Z001 | V |  | F | RM | PD | ZABB | HGQ | 3410121000 | PC |  | 1 | CNJOCHE21 | [5 empty] | 1 | 0 | PC | 2022-02-14 | 0 | PC
VTS-OT-G1124-L411S | JDZXR22-10C1 11kV/root 3 : 110V/root 3 : |  | 121EL-VT |  |  | 129 | COMM | CS03 | Z001 | V |  | F | RM | PD | ZABB | HGQ | 3410121000 | PC |  | 1 | CNDUYAN | [5 empty] | 1 | 0 | PC | 2018-09-07 | 0 | PC
VTS-OT-G1124-LLCCS | JDZXR22-10C1 11kV/root 3 : 110V/root 3 : |  | 121EL-VT | 3GB |  | B12 | COMM | CS03 | Z001 | V |  | F | RM | PD | ZABB | HGQ | 3410121000 | PC |  | 1 | CNDUYAN | [5 empty] | 1 | 0 | PC | 2018-10-12 | 0 | PC
VTS-OT-G11242223S1 | JDZXR22-10C1 11kV/root3 : 110V/root3 : 1 |  | 121EL-VT | 3GB |  | 12H | COMM | CS03 | Z001 | V |  | F | RM | PD | ZABB | HGQ | 3410121000 | PC |  | 1 | CNGELI3 | [5 empty] | 1 | 0 | PC | 2019-05-13 | 0 | PC
VTS-OT-G11242223S2 | JDZXR22-10C1 11kV/root3 : 110V/root3 : 1 |  | 121EL-VT | 3GB |  | 12H | COMM | CS03 | Z001 | V |  | F | RM | PD | ZABB | HGQ | 3410121000 | PC |  | 1 | CNGELI3 | [5 empty] | 1 | 0 | PC | 2019-10-24 | 0 | PC
VTS-OT-G11244423S1 | JDZXR23-10 11/v3 0.11/v3 0.11/v3 kV |  | 121EL-VT | 3GB |  | B12 | COMM | CS03 | Z001 | V |  | F | RM | PD | ZABB | HGQ | 3410121000 | PC |  | 1 | CNXIHE4 | [5 empty] | 1 | 0 | PC | 2017-07-11 | 0 | PC
VTS-OT-G11244423S2 | JDZXR22-10C1 11kV/root3:110V/root3:110V/ |  | 121EL-VT | 3GB |  | 12H | COMM | CS03 | Z001 | V |  | F | RM | PD | ZABB | HGQ | 3410121000 | PC |  | 1 | CNGELI3 | [5 empty] | 1 | 0 | PC | 2020-03-11 | 0 | PC
VTS-OT-G11244423S3 | JDZXR23-10 11/v3 0.11/v3 0.11/v3 kV |  | 121EL-VT | 3GB |  | 12H | COMM | CS03 | Z001 | V |  | F | RM | PD | ZABB | HGQ | 3410121000 | PC |  | 1 | CNJOCHE21 | [5 empty] | 1 | 0 | PC | 2021-08-19 | 0 | PC
VTS-OT-G112G-6H23S | JDZXR22-10C1 11/V3 0.11/V3 0.19/3 |  | 121EL-VT | 3GB |  | 12H | COMM | CS03 | Z001 | V |  | F | RM | PD | ZABB | HGQ | 3410121000 | PC |  | 1 | CNGELI3 | [5 empty] | 1 | 0 | PC | 2020-03-18 | 0 | PC
VTS-OT-G11K0-8020S | JDZXR23-10 11/v3 0.415/v3 kV |  | 121EL-VT | 3GB |  | 12H | COMM | CS03 | Z001 | V |  | F | RM | PD | ZABB | HGQ | 3410121000 | PC |  | 1 | CNDUYAN | [5 empty] | 1 | 0 | PC | 2020-08-10 | 0 | PC
VTS-OT-G1211-4423 | JDZX22-10C1 12/v3/0.1/v3/0.1/3 KV |  | 121EL-VT | 3GB |  | B12 | COMM | CS03 | Z001 | V |  | F | RM | PD | ZABB | HGQ | 3410121000 | PC |  | 1 | CNSHZEN2 | [5 empty] | 1 | 0 | PC | 2017-08-10 | 0 | PC
VTS-OT-G1220-4020S | JDZXR22-10C1 12/v3 0.11/v3kV,50VA/CL0.5 |  | 121EL-VT |  |  | B03 | COMM | CS03 | Z001 | V |  | F | RM | PD | ZABB | HGQ | 3410121000 | PC |  | 1 | CNXIHE4 | [5 empty] | 1 | 0 | PC | 2014-06-16 | 0 | PC
VTS-OT-G1222-4423 | JDZX22-10C1 12/v3/0.11/v3/0.11/3 KV |  | 121EL-VT |  |  | B03 | COMM | CS03 | Z001 | V |  | F | RM | PD | ZABB | HGQ | 3410121000 | PC |  | 1 | CNSHZEN2 | [5 empty] | 1 | 0 | PC | 2017-08-10 | 0 | PC
VTS-OT-G1410-4020S | JDZXR22-10C1 10.5/V3:0.1/V3 Cls0.5,50VA |  | 121EL-VT | 3GB |  | 12H | COMM | CS03 | Z001 | V |  | F | RM | PD | ZABB | HGQ | 3410121000 | PC |  | 1 | CNJOCHE21 | [5 empty] | 1 | 0 | PC | 2021-03-02 | 0 | PC
VTS-OT-G1411-4421 | JDZX22-10C1 10.5/v3 0.1/v3 0.1/3kV 50VA/ |  | 121EL-VT | 3GB |  | B12 | COMM | CS03 | Z001 | V |  | F | RM | PD | ZABB | HGQ | 3410121000 | PC |  | 1 | CNXIHE4 | [5 empty] | 1 | 0 | PC | 2015-08-07 | 0 | PC
VTS-OT-G1420-4090S | JDZXR23-10 10.5/v3 0.11/v3,50VA/CL0.5(3P |  | 121EL-VT | 3GB |  | B12 | COMM | CS03 | Z001 | V |  | F | RM | PD | ZABB | HGQ | 3410121000 | PC |  | 1 | CNDUYAN | [5 empty] | 1 | 0 | PC | 2018-04-13 | 0 | PC
VTS-OT-G1420-70B0S | JDZXR23-10 10.5/v3 0.11/v3;90VA/CL1(3P) |  | 121EL-VT | 3GB |  | 12H | COMM | CS03 | Z001 | V |  | F | RM | PD | ZABB | HGQ | 3410121000 | PC |  | 1 | CNXIHE4 | [5 empty] | 1 | 0 | PC | 2017-10-14 | 0 | PC
VTS-OT-G1421-7833S | JDZXR23-10 10.5/v3 0.11/v3 0.1/3kV |  | 121EL-VT | 3GB |  | B12 | COMM | CS03 | Z001 | V |  | F | RM | PD | ZABB | HGQ | 3410121000 | PC |  | 1 | CNXIHE4 | [5 empty] | 1 | 0 | PC | 2017-08-23 | 0 | PC
VTS-OT-G14217833S1 | JDZXR23-10 10.5/v3 0.11/v3 0.1/3kV |  | 121EL-VT | 3GB |  | B12 | COMM | CS03 | Z001 | V |  | F | RM | PD | ZABB | HGQ | 3410121000 | PC |  | 1 | CNXIHE4 | [5 empty] | 1 | 0 | PC | 2017-10-14 | 0 | PC
VTS-OT-G1422-4423S | JDZXR23-10 10.5/V3 0.11/V3 0.11/3 kV |  | 121EL-VT | 3GB |  | B12 | COMM | CS03 | Z001 | V |  | F | RM | PD | ZABB | HGQ | 3410121000 | PC |  | 1 | CNGELI3 | [5 empty] | 1 | 0 | PC | 2018-10-18 | 0 | PC
VTS-OT-G1422-7823S | JDZXR23-10 10.5/v3 0.11/v3 0.11/3kV |  | 121EL-VT | 3GB |  | B12 | COMM | CS03 | Z001 | V |  | F | RM | PD | ZABB | HGQ | 3410121000 | PC |  | 1 | CNDUYAN | [5 empty] | 1 | 0 | PC | 2018-04-13 | 0 | PC
VTS-OT-G1422-7833S | JDZXR23-10 10.5/v3 0.11/v3 0.11/3kV |  | 121EL-VT |  |  | B03 | COMM | CS03 | Z001 | V |  | F | RM | PD | ZABB | HGQ | 3410121000 | PC |  | 1 | CNXIHE4 | [5 empty] | 1 | 0 | PC | 2017-08-23 | 0 | PC
VTS-OT-G14224423S1 | JDZXR22-10C1 10.5/V3 0.11/V3 0.11/3 kV |  | 121EL-VT | 3GB |  | 12H | COMM | CS03 | Z001 | V |  | F | RM | PD | ZABB | HGQ | 3410121000 | PC |  | 1 | CNGELI3 | [5 empty] | 1 | 0 | PC | 2019-11-06 | 0 | PC
VTS-OT-G14227833S1 | JDZXR23-10 10.5/v3 0.11/v3 0.11/3kV |  | 121EL-VT | 3GB |  | 12H | COMM | CS03 | Z001 | V |  | F | RM | PD | ZABB | HGQ | 3410121000 | PC |  | 1 | CNXIHE4 | [5 empty] | 1 | 0 | PC | 2017-11-07 | 0 | PC
VTS-OT-G1423-4433 | JDZXR23-10 10.5/v3 0.11/v3 0.11/3kV |  | 121EL-VT | 3GB |  | B12 | COMM | CS03 | Z001 | V |  | F | RM | PD | ZABB | HGQ | 3410121000 | PC |  | 1 | CNXIHE4 | [5 empty] | 1 | 0 | PC | 2017-03-06 | 0 | PC
VTS-OT-G1424-222BS | JDZXR22-10C1 10.5/v3 0.11/v3 0.11/v3 kV |  | 121EL-VT | 3GB |  | B12 | COMM | CS03 | Z001 | V |  | F | RM | PD | ZABB | HGQ | 3410121000 | PC |  | 1 | CNXIHE4 | [5 empty] | 1 | 0 | PC | 2016-08-29 | 0 | PC
VTS-OT-G1424-242BS | JDZXR22-10C1 10.5/V3 0.11/V3 0.11/V3 kV |  | 121EL-VT | 3GB |  | 12H | COMM | CS03 | Z001 | V |  | F | RM | PD | ZABB | HGQ | 3410121000 | PC |  | 1 | CNGELI3 | [5 empty] | 1 | 0 | PC | 2019-11-06 | 0 | PC
VTS-OT-G1424-4423 | JDZX22-10C1 10.5/V3 0.11/V3 0.11/V3 kV |  | 121EL-VT | 3GB |  | 12H | COMM | CS03 | Z001 | V |  | F | RM | PD | ZABB | HGQ | 3410121000 | PC |  | 1 | CNGELI3 | [5 empty] | 1 | 0 | PC | 2019-11-06 | 0 | PC
VTS-OT-G1424-442CS | JDZXR23-10 10.5/v3 0.11/v3 0.11/v3kV |  | 121EL-VT | 3GB |  | B12 | COMM | CS03 | Z001 | V |  | F | RM | PD | ZABB | HGQ | 3410121000 | PC |  | 1 | CNXIHE4 | [5 empty] | 1 | 0 | PC | 2014-04-17 | 0 | PC
VTS-OT-G14242223-1 | JDZX22-10C1 10.5/V3 0.11/V3 0.11/V3 kV |  | 121EL-VT |  |  | 129 | COMM | CS03 | Z001 | V |  | F | RM | PD | ZABB | HGQ | 3410121000 | PC |  | 1 | CNGELI3 | [5 empty] | 1 | 0 | PC | 2020-02-17 | 0 | PC
VTS-OT-G14242223-2 | JDZX22-10C1 10.5/V3: 0.11/V3 : 0.11/V3 |  | 121EL-VT | 3GB |  | 12H | COMM | CS03 | Z001 | V |  | F | RM | PD | ZABB | HGQ | 3410121000 | PC |  | 1 | CNGELI3 | [5 empty] | 1 | 0 | PC | 2020-02-28 | 0 | PC
VTS-OT-G1424222BS1 | JDZXR26-20 10.5/v3 0.11/v3 0.11/v3 kV |  | 121EL-VT | 3GB |  | B12 | COMM | CS03 | Z001 | V |  | F | RM | PD | ZABB | HGQ | 3410121000 | PC |  | 1 | CNXIHE4 | [5 empty] | 1 | 0 | PC | 2016-08-29 | 0 | PC
VTS-OT-G1510-2020 | JDZX22-10C1 15/v3 0.1/v3 kV 30VA/CL0.5 |  | 121EL-VT | 3GB |  | B12 | COMM | CS03 | Z001 | V |  | F | RM | PD | ZABB | HGQ | 3410121000 | PC |  | 1 | T_GUIHUA_YE | [5 empty] | 1 | 0 | PC | 2015-07-03 | 0 | PC
VTS-OT-G1511-4423 | JDZXR23-10 15/v3 0.1/v3 0.1/3kV 50VA/CL0 |  | 121EL-VT | 3GB |  | B12 | COMM | CS03 | Z001 | V |  | F | RM | PD | ZABB | HGQ | 3410121000 | PC |  | 1 | T_GUIHUA_YE | [5 empty] | 1 | 0 | PC | 2015-07-03 | 0 | PC
VTS-OT-G1520-L010 | JDZX26-20 15/v3 0.11/v3 10VA/CL0.2 |  | 121EL-VT | 3GB |  | B12 | COMM | CS03 | Z001 | V |  | F | RM | PD | ZABB | HGQ | 3410121000 | PC |  | 1 | CNXIHE4 | [5 empty] | 1 | 0 | PC | 2017-02-24 | 0 | PC
VTS-OT-G1524-L211S | TJC-XR23-10 15/√3/0.11/√3kV 0.2 10VA |  | 121EL-VT | 3GB |  | 12H | COMM | CS03 | Z001 | V |  | F | RM | PD | ZABB | HGQ | 3410121000 | PC |  | 1 | CNJISU10 | [5 empty] | 1 | 0 | PC | 2022-04-01 | 0 | PC
VTS-OT-G1537-1123S | JDZXR22-10C1 15/√3 kV¦0.12/√3¦0.12/3kV |  | 121EL-VT | 3GB |  | 12H | COMM | CS03 | Z001 | V |  | F | RM | PD | ZABB | HGQ | 3410121000 | PC |  | 1 | CNJOCHE21 | [5 empty] | 1 | 0 | PC | 2021-10-08 | 0 | PC
VTS-OT-G2010-1010S | JDZXR26-20 20/√3 0.1/√3,0.2 15VA |  | 121EL-VT | 3GB |  | 12H | COMM | CS03 | Z001 | V |  | F | RM | PD | ZABB | HGQ | 3410121000 | PC |  | 1 | CNDUYAN | [5 empty] | 1 | 0 | PC | 2020-12-02 | 0 | PC
VTS-OT-G2010-4020S | JDZXR26-20 20/v3 0.1/v3 50VA/CL0.5 |  | 121EL-VT | 3GB |  | B12 | COMM | CS03 | Z001 | V |  | F | RM | PD | ZABB | HGQ | 3410121000 | PC |  | 1 | CNXIHE4 | [5 empty] | 1 | 0 | PC | 2017-04-01 | 0 | PC
VTS-OT-G2010-H020S | JDZXR26-20 20kV/V3:0.1kV/V3 0.5 25VA |  | 121EL-VT | 3GB |  | 12H | COMM | CS03 | Z001 | V |  | F | RM | PD | ZABB | HGQ | 3410121000 | PC |  | 1 | CNJOCHE21 | [5 empty] | 1 | 0 | PC | 2021-06-16 | 0 | PC
VTS-OT-G20104020S1 | JDZXR26-20 20/v3 0.1/v3 kV,50VA/CL0.5 |  | 121EL-VT | 3GB |  | B12 | COMM | CS03 | Z001 | V |  | F | RM | PD | ZABB | HGQ | 3410121000 | PC |  | 1 | CNDUYAN | [5 empty] | 1 | 0 | PC | 2018-06-07 | 0 | PC
VTS-OT-G2011-2213S | JDZX25-20 20/V3 0.1/V3 0.1/V3 kV |  | 121EL-VT | 3GB |  | B12 | COMM | CS03 | Z001 | V |  | F | RM | PD | ZABB | HGQ | 3410121000 | PC |  | 1 | CNXIHE4 | [5 empty] | 1 | 0 | PC | 2018-01-17 | 0 | PC
VTS-OT-G2011-2223 | JDZX26-20 20/v3 0.1/v3 0.1/3 kV;30VA/0.5 |  | 121EL-VT | 3GB |  | B12 | COMM | CS03 | Z001 | V |  | F | RM | PD | ZABB | HGQ | 3410121000 | PC |  | 1 | CNSHZHA9 | [5 empty] | 1 | 0 | PC | 2018-07-26 | 0 | PC
VTS-OT-G2011-2413S | JDZXR26-20 20/V3 0.1/V3 0.1/3 kV |  | 121EL-VT | 3GB |  | B12 | COMM | CS03 | Z001 | V |  | F | RM | PD | ZABB | HGQ | 3410121000 | PC |  | 1 | CNXIHE4 | [5 empty] | 1 | 0 | PC | 2017-06-21 | 0 | PC
VTS-OT-G2011-2423S | JDZXR26-20 20/v3 0.1/v3 0.1/3kV |  | 121EL-VT | 3GB |  | B12 | COMM | CS03 | Z001 | V |  | F | RM | PD | ZABB | HGQ | 3410121000 | PC |  | 1 | CNSHZHA9 | [5 empty] | 1 | 0 | PC | 2018-08-21 | 0 | PC
VTS-OT-G2011-2H13S | JDZXR26-20 20/v3 0.1/v3 0.1/3 kV |  | 121EL-VT | 3GB |  | B12 | COMM | CS03 | Z001 | V |  | F | RM | PD | ZABB | HGQ | 3410121000 | PC |  | 1 | CNXIHE4 | [5 empty] | 1 | 0 | PC | 2016-09-09 | 0 | PC
VTS-OT-G2011-2H23 | JDZX26-20 20/v3 0.1/v3 0.1/v3 kV |  | 121EL-VT | 3GB |  | B12 | COMM | CS03 | Z001 | V |  | F | RM | PD | ZABB | HGQ | 3410121000 | PC |  | 1 | CNXIHE4 | [5 empty] | 1 | 0 | PC | 2016-04-25 | 0 | PC
VTS-OT-G2011-2H23S | JDZXR26-20 20/v3 0.1/v3 0.1/v3 kV |  | 121EL-VT | 3GB |  | B12 | COMM | CS03 | Z001 | V |  | F | RM | PD | ZABB | HGQ | 3410121000 | PC |  | 1 | CNXIHE4 | [5 empty] | 1 | 0 | PC | 2016-08-12 | 0 | PC
VTS-OT-G2011-4413S | JDZXR26-20 20/v3 0.1/v3 0.1/3kV |  | 121EL-VT | 3GB |  | B12 | COMM | CS03 | Z001 | V |  | F | RM | PD | ZABB | HGQ | 3410121000 | PC |  | 1 | CNXIHE4 | [5 empty] | 1 | 0 | PC | 2016-07-29 | 0 | PC
VTS-OT-G2011-4423 | JDZX26-20 20/v3 0.1/v3 0.1/3 kV;0.5/3P |  | 121EL-VT | 3GB |  | B12 | COMM | CS03 | Z001 | V |  | F | RM | PD | ZABB | HGQ | 3410121000 | PC |  | 1 | CNSHZHA9 | [5 empty] | 1 | 0 | PC | 2018-07-26 | 0 | PC
VTS-OT-G2011-4423S | JDZXR26-20 20/v3 0.1/v3 0.1/3kV |  | 121EL-VT | 3GB |  | B12 | COMM | CS03 | Z001 | V |  | F | RM | PD | ZABB | HGQ | 3410121000 | PC |  | 1 | CNWEWAN6 | [5 empty] | 1 | 0 | PC | 2016-05-19 | 0 | PC
VTS-OT-G2011-4823 | JDZX26-20 20/v3 0.1/v3 0.1/3 kV 50VA/0.5 |  | 121EL-VT | 3GB |  | 12H | COMM | CS03 | Z001 | V |  | F | RM | PD | ZABB | HGQ | 3410121000 | PC |  | 1 | CNDUYAN | [5 empty] | 1 | 0 | PC | 2019-01-22 | 0 | PC
VTS-OT-G2011-HH23S | JDZXR26-20 20/√3 : 0.1/√3 0.5 25VA |  | 121EL-VT | 3GB |  | 12H | COMM | CS03 | Z001 | V |  | F | RM | PD | ZABB | HGQ | 3410121000 | PC |  | 1 | CNDUYAN | [5 empty] | 1 | 0 | PC | 2020-05-20 | 0 | PC
VTS-OT-G20112H13S1 | JDZXR26-20 20/v3 0.1/v3 0.1/3 kV |  | 121EL-VT |  |  | B03 | COMM | CS03 | Z001 | V |  | F | RM | PD | ZABB | HGQ | 3410121000 | PC |  | 1 | CNXIHE4 | [5 empty] | 1 | 0 | PC | 2017-10-26 | 0 | PC
VTS-OT-G20114423S1 | JDZXR26-20 20/v3 0.1/v3 0.1/3kV |  | 121EL-VT | 3GB |  | B12 | COMM | CS03 | Z001 | V |  | F | RM | PD | ZABB | HGQ | 3410121000 | PC |  | 1 | CNXIHE4 | [5 empty] | 1 | 0 | PC | 2017-02-13 | 0 | PC
VTS-OT-G2012-2H13S | JDZXR26-20 20/V3:0.1/V3 Cls 0.2 30VA |  | 121EL-VT | 3GB |  | 12H | COMM | CS03 | Z001 | V |  | F | RM | PD | ZABB | HGQ | 3410121000 | PC |  | 1 | CNJOCHE21 | [5 empty] | 1 | 0 | PC | 2021-04-29 | 0 | PC
VTS-OT-G2013-2213S | JDZXR26-20 20/v3 0.1/v3 0.1/v3 kV |  | 121EL-VT | 3GB |  | 12H | COMM | CS03 | Z001 | V |  | F | RM | PD | ZABB | HGQ | 3410121000 | PC |  | 1 | CNDUYAN | [5 empty] | 1 | 0 | PC | 2018-07-06 | 0 | PC
VTS-OT-G2013-2423 | JDZX26-20 20/v3 0.1/v3 0.1/v3 kV |  | 121EL-VT | 3GB |  | B12 | COMM | CS03 | Z001 | V |  | F | RM | PD | ZABB | HGQ | 3410121000 | PC |  | 1 | CNGELI3 | [5 empty] | 1 | 0 | PC | 2018-10-17 | 0 | PC
VTS-OT-G2013-2H13 | JDZX26-20 20/v3 0.1/v3 0.1/v3 kV |  | 121EL-VT | 3GB |  | 12H | COMM | CS03 | Z001 | V |  | F | RM | PD | ZABB | HGQ | 3410121000 | PC |  | 1 | CNDUYAN | [5 empty] | 1 | 0 | PC | 2018-03-02 | 0 | PC
VTS-OT-G2013-2H13S | JDZXR26-20 20/v3 0.1/v3 0.1/v3 kV |  | 121EL-VT | 3GB |  | 12H | COMM | CS03 | Z001 | V |  | F | RM | PD | ZABB | HGQ | 3410121000 | PC |  | 1 | CNDUYAN | [5 empty] | 1 | 1 | PC | 2018-03-02 | 0 | PC
VTS-OT-G2013-2H23S | JDZXR26-20 20/v3 0.1/v3 0.1/v3 kV |  | 121EL-VT | 3GB |  | B12 | COMM | CS03 | Z001 | V |  | F | RM | PD | ZABB | HGQ | 3410121000 | PC |  | 1 | CNXIHE4 | [5 empty] | 1 | 0 | PC | 2017-08-30 | 0 | PC
VTS-OT-G2013-4423 | JDZX26-20 20/v3 0.1/v3 0.1/v3 kV |  | 121EL-VT | 3GB |  | 12H | COMM | CS03 | Z001 | V |  | F | RM | PD | ZABB | HGQ | 3410121000 | PC |  | 1 | CNGELI3 | [5 empty] | 1 | 0 | PC | 2019-08-05 | 0 | PC
VTS-OT-G2013-I213 | JDZX26-20 20/v3 0.1/v3 0.1/v3 |  | 121EL-VT |  |  | 129 | COMM | CS03 | Z001 | V |  | F | RM | PD | ZABB | HGQ | 3410121000 | PC |  | 1 | CNDUYAN | [5 empty] | 1 | 0 | PC | 2020-07-07 | 0 | PC
VTS-OT-G2013-I223S | JDZXR26-20 20/v3 0.1/v3 0.1/v3 kV |  | 121EL-VT | 3GB |  | B12 | COMM | CS03 | Z001 | V |  | F | RM | PD | ZABB | HGQ | 3410121000 | PC |  | 1 | CNXIHE4 | [5 empty] | 1 | 0 | PC | 2017-03-04 | 0 | PC
VTS-OT-G20132213S1 | JDZX25-20 20/v3 0.1/v3 0.1/v3 kV |  | 121EL-VT |  |  | 129 | COMM | CS03 | Z001 | V |  | F | RM | PD | ZABB | HGQ | 3410121000 | PC |  | 1 | CNDUYAN | [5 empty] | 1 | 0 | PC | 2019-01-22 | 0 | PC
VTS-OT-G20132H13-1 | JDZX26-20 20/v3 0.1/v3 0.1/v3 kV |  | 121EL-VT | 3GB |  | 12H | COMM | CS03 | Z001 | V |  | F | RM | PD | ZABB | HGQ | 3410121000 | PC |  | 1 | CNGELI3 | [5 empty] | 1 | 0 | PC | 2019-10-22 | 0 | PC
VTS-OT-G20132H13-2 | JDZX26-20 20/√3:0.1/√3: 0.1/√3 |  | 121EL-VT | 3GB |  | 12H | COMM | CS03 | Z001 | V |  | F | RM | PD | ZABB | HGQ | 3410121000 | PC |  | 1 | CNGELI3 | [5 empty] | 1 | 0 | PC | 2020-01-08 | 0 | PC
VTS-OT-G20132H13S1 | JDZXR26-20 20/v3 0.1/v3 0.1/v3 kV |  | 121EL-VT | 3GB |  | 12H | COMM | CS03 | Z001 | V |  | F | RM | PD | ZABB | HGQ | 3410121000 | PC |  | 1 | CNGELI3 | [5 empty] | 1 | 0 | PC | 2019-03-26 | 0 | PC
VTS-OT-G20132H13S2 | JDZXR26-20 20/v3 0.1/v3 0.1/v3 kV |  | 121EL-VT | 3GB |  | 12H | COMM | CS03 | Z001 | V |  | F | RM | PD | ZABB | HGQ | 3410121000 | PC |  | 1 | CNGELI3 | [5 empty] | 1 | 0 | PC | 2019-04-01 | 0 | PC
VTS-OT-G20132H13S3 | JDZXR26-20 20/v3 0.1/v3 0.1/v3 kV |  | 121EL-VT | 3GB |  | 12H | COMM | CS03 | Z001 | V |  | F | RM | PD | ZABB | HGQ | 3410121000 | PC |  | 1 | CNGELI3 | [5 empty] | 1 | 0 | PC | 2019-10-22 | 0 | PC
VTS-OT-G2014-2213S | JDZXR26-20 20/v3 0.1/v3 0.1/v3 kV |  | 121EL-VT | 3GB |  | B12 | COMM | CS03 | Z001 | V |  | F | RM | PD | ZABB | HGQ | 3410121000 | PC |  | 1 | CNXIHE4 | [5 empty] | 1 | 0 | PC | 2017-10-27 | 0 | PC
VTS-OT-G201K-4423S | JDZXR26-20 20,000/V3:0.1/V3：0.1/3, |  | 121EL-VT |  |  | 129 | COMM | CS03 | Z001 | V |  | F | RM | PD | ZABB | HGQ | 3410121000 | PC |  | 1 | CNJISU10 | [5 empty] | 1 | 0 | PC | 2022-02-24 | 0 | PC
VTS-OT-G2020-1020S | JDZXR26-20 20/v3 0.11/v3 15VA/CL0.5 |  | 121EL-VT | 3GB |  | B12 | COMM | CS03 | Z001 | V |  | F | RM | PD | ZABB | HGQ | 3410121000 | PC |  | 1 | CNXIHE4 | [5 empty] | 1 | 0 | PC | 2016-04-27 | 0 | PC
VTS-OT-G2020-4020S | JDZXR26-20 20/v3 0.11/v3 50VA/CL0.5 |  | 121EL-VT |  |  | B03 | COMM | CS03 | Z001 | V |  | F | RM | PD | ZABB | HGQ | 3410121000 | PC |  | 1 | CNXIHE4 | [5 empty] | 1 | 0 | PC | 2016-04-21 | 0 | PC
VTS-OT-G2020-4030S | JDZXR26-20 20/v3:0.11/v3 kV 1.0 50VA |  | 121EL-VT | 3GB |  | 12H | COMM | CS03 | Z001 | V |  | F | RM | PD | ZABB | HGQ | 3410121000 | PC |  | 1 | CNGELI3 | [5 empty] | 1 | 0 | PC | 2020-02-28 | 0 | PC
VTS-OT-G2020-8030S | JDZXR26-20 20/V3:0.11/V3 1.0 100VA |  | 121EL-VT | 3GB |  | 12H | COMM | CS03 | Z001 | V |  | F | RM | PD | ZABB | HGQ | 3410121000 | PC |  | 1 | CNDUYAN | [5 empty] | 1 | 0 | PC | 2020-08-31 | 0 | PC
VTS-OT-G2020-H010S | JDZXR26-20 20kV/V3:0.11kV/V3 Cls 0.2 |  | 121EL-VT | 3GB |  | 12H | COMM | CS03 | Z001 | V |  | F | RM | PD | ZABB | HGQ | 3410121000 | PC |  | 1 | CNJOCHE21 | [5 empty] | 1 | 0 | PC | 2021-08-27 | 0 | PC
VTS-OT-G2020-H020S | JDZXR26-20 20/v3,0.11/v3kV 25VA/0.5 |  | 121EL-VT | 3GB |  | B12 | COMM | CS03 | Z001 | V |  | F | RM | PD | ZABB | HGQ | 3410121000 | PC |  | 1 | CNGELI3 | [5 empty] | 1 | 0 | PC | 2019-01-25 | 0 | PC
VTS-OT-G2020-I020S | JDZXR26-20 20/√3 : 0.11/√3 0.5 20VA |  | 121EL-VT | 3GB |  | 12H | COMM | CS03 | Z001 | V |  | F | RM | PD | ZABB | HGQ | 3410121000 | PC |  | 1 | CNGELI3 | [5 empty] | 1 | 0 | PC | 2020-02-13 | 0 | PC
VTS-OT-G2020H020S1 | JDZXR26-20 20/V3:0.11/V3 |  | 121EL-VT |  |  | 129 | COMM | CS03 | Z001 | V |  | F | RM | PD | ZABB | HGQ | 3410121000 | PC |  | 1 | CNJOCHE21 | [5 empty] | 1 | 0 | PC | 2021-08-25 | 0 | PC
VTS-OT-G2022-1123S | JDZXR26-20 20kV/V3:0.11kV/V3 0.5 15VA |  | 121EL-VT | 3GB |  | 12H | COMM | CS03 | Z001 | V |  | F | RM | PD | ZABB | HGQ | 3410121000 | PC |  | 1 | CNJOCHE21 | [5 empty] | 1 | 0 | PC | 2021-07-08 | 0 | PC
VTS-OT-G2022-2213 | JDZX26-20 20/v3 0.11/v3 0.11/3 kV |  | 121EL-VT | 3GB |  | B12 | COMM | CS03 | Z001 | V |  | F | RM | PD | ZABB | HGQ | 3410121000 | PC |  | 1 | CNXIHE4 | [5 empty] | 1 | 0 | PC | 2017-02-09 | 0 | PC
VTS-OT-G2022-2213S | JDZXR26-20 20/v3 0.11/v3 0.11/3 kV |  | 121EL-VT | 3GB |  | B12 | COMM | CS03 | Z001 | V |  | F | RM | PD | ZABB | HGQ | 3410121000 | PC |  | 1 | CNXIHE4 | [5 empty] | 1 | 0 | PC | 2017-02-22 | 0 | PC
VTS-OT-G2022-2413 | JDZX26-20 20/√3/0.11/√3/0.11/3kV |  | 121EL-VT | 3GB |  | B12 | COMM | CS03 | Z001 | V |  | F | RM | PD | ZABB | HGQ | 3410121000 | PC |  | 1 | CNDUYAN | [5 empty] | 1 | 0 | PC | 2018-08-08 | 0 | PC
VTS-OT-G2022-2H13S | JDZXR26-20 20/v3 0.11/v3 0.11/3 kV |  | 121EL-VT | 3GB |  | B12 | COMM | CS03 | Z001 | V |  | F | RM | PD | ZABB | HGQ | 3410121000 | PC |  | 1 | CNXIHE4 | [5 empty] | 1 | 0 | PC | 2017-02-06 | 0 | PC
VTS-OT-G2022-2H23S | JDZXR26-20 20/√3 : 0.11/√3 0.5 30VA |  | 121EL-VT | 3GB |  | 12H | COMM | CS03 | Z001 | V |  | F | RM | PD | ZABB | HGQ | 3410121000 | PC |  | 1 | CNJISU10 | [5 empty] | 1 | 0 | PC | 2021-10-26 | 0 | PC
VTS-OT-G2022-4423S | JDZXR26-20 20/v3 0.11/v3 0.11/3 kV |  | 121EL-VT | 3GB |  | B12 | COMM | CS03 | Z001 | V |  | F | RM | PD | ZABB | HGQ | 3410121000 | PC |  | 1 | T_GUIHUA_YE | [5 empty] | 1 | 0 | PC | 2016-03-16 | 0 | PC
VTS-OT-G2022-8833S | JDZXR26-20 20/v3 0.11/v3 0.11/3kV |  | 121EL-VT | 3GB |  | 12H | COMM | CS03 | Z001 | V |  | F | RM | PD | ZABB | HGQ | 3410121000 | PC |  | 1 | CNDUYAN | [5 empty] | 1 | 0 | PC | 2020-07-28 | 0 | PC
VTS-OT-G2022-G413S | JDZXR26-20 20/V3/0.11/V3/0.11/3kV |  | 121EL-VT |  |  | B03 | COMM | CS03 | Z001 | V |  | F | RM | PD | ZABB | HGQ | 3410121000 | PC |  | 1 | CNXIHE4 | [5 empty] | 1 | 0 | PC | 2016-09-29 | 0 | PC
VTS-OT-G2022-HH13S | JDZXR26-20 20/V3:0.11/V3 0.2 25VA |  | 121EL-VT | 3GB |  | 12H | COMM | CS03 | Z001 | V |  | F | RM | PD | ZABB | HGQ | 3410121000 | PC |  | 1 | CNJISU10 | [5 empty] | 1 | 0 | PC | 2021-09-30 | 0 | PC
VTS-OT-G2022-HH23S | JDZXR26-20 20/v3 0.11/v3 0.11/3 kV |  | 121EL-VT | 3GB |  | 12H | COMM | CS03 | Z001 | V |  | F | RM | PD | ZABB | HGQ | 3410121000 | PC |  | 1 | CNXIHE4 | [5 empty] | 1 | 0 | PC | 2017-09-18 | 0 | PC
VTS-OT-G2022-II23S | JDZXR26-20 20/√3 0.11/√3 0.11/3 |  | 121EL-VT | 3GB |  | 12H | COMM | CS03 | Z001 | V |  | F | RM | PD | ZABB | HGQ | 3410121000 | PC |  | 1 | CNDUYAN | [5 empty] | 1 | 0 | PC | 2020-12-02 | 0 | PC
VTS-OT-G2022-L423S | JDZXR26-20 20/v3 0.11/v3 0.11/3 kV |  | 121EL-VT | 3GB |  | B12 | COMM | CS03 | Z001 | V |  | F | RM | PD | ZABB | HGQ | 3410121000 | PC |  | 1 | CNDUYAN | [5 empty] | 1 | 0 | PC | 2018-06-27 | 0 | PC
VTS-OT-G2024-111BS | JDZXR26-20 20/√3/0.11/√3/0.11/√3kV |  | 121EL-VT | 3GB |  | B12 | COMM | CS03 | Z001 | V |  | F | RM | PD | ZABB | HGQ | 3410121000 | PC |  | 1 | CNXIHE4 | [5 empty] | 1 | 0 | PC | 2016-04-21 | 0 | PC
VTS-OT-G2024-1123S | JDZXR26-20 20/√3 0.11/√3 0.11/√3 |  | 121EL-VT | 3GB |  | 12H | COMM | CS03 | Z001 | V |  | F | RM | PD | ZABB | HGQ | 3410121000 | PC |  | 1 | CNDUYAN | [5 empty] | 1 | 0 | PC | 2020-09-28 | 0 | PC
VTS-OT-G2024-2213 | JDZX26-20 20/v3 0.11/v3 0.11/v3 kV |  | 121EL-VT | 3GB |  | B12 | COMM | CS03 | Z001 | V |  | F | RM | PD | ZABB | HGQ | 3410121000 | PC |  | 1 | CNXIHE4 | [5 empty] | 1 | 0 | PC | 2017-02-06 | 0 | PC
VTS-OT-G2024-2H13 | JDZX26-20 20/√3 0.11/√3 0.11/√3 |  | 121EL-VT | 3GB |  | 12H | COMM | CS03 | Z001 | V |  | F | RM | PD | ZABB | HGQ | 3410121000 | PC |  | 1 | CNJOCHE21 | [5 empty] | 1 | 0 | PC | 2020-07-02 | 0 | PC
VTS-OT-G2024-2H23S | JDZXR26-20 20/v3 0.11/v3 0.11/v3 kV |  | 121EL-VT | 3GB |  | B12 | COMM | CS03 | Z001 | V |  | F | RM | PD | ZABB | HGQ | 3410121000 | PC |  | 1 | CNGELI3 | [5 empty] | 1 | 0 | PC | 2019-02-28 | 0 | PC
VTS-OT-G2024-4423S | JDZXR26-20 20/v3 0.11/v3 0.11/v3 kV |  | 121EL-VT | 3GB |  | B12 | COMM | CS03 | Z001 | V |  | F | RM | PD | ZABB | HGQ | 3410121000 | PC |  | 1 | CNXIHE4 | [5 empty] | 1 | 0 | PC | 2016-06-23 | 0 | PC
VTS-OT-G2024-H213 | JDZXR26-20 20/V3:0.11/V3 Cls 0.2 30VA |  | 121EL-VT |  |  | 129 | COMM | CS03 | Z001 | V |  | F | RM | PD | ZABB | HGQ | 3410121000 | PC |  | 1 | CNJOCHE21 | [5 empty] | 1 | 0 | PC | 2021-04-20 | 0 | PC
VTS-OT-G2024-HH23 | JDZX26-20 20/V3:0.11/V3 0.5 25VA |  | 121EL-VT | 3GB |  | 12H | COMM | CS03 | Z001 | V |  | F | RM | PD | ZABB | HGQ | 3410121000 | PC |  | 1 | CNJOCHE21 | [5 empty] | 1 | 0 | PC | 2021-01-11 | 0 | PC
VTS-OT-G2024-HH23S | JDZXR26-20 20/V3:0.11/V3 0.5 25VA |  | 121EL-VT | 3GB |  | 12H | COMM | CS03 | Z001 | V |  | F | RM | PD | ZABB | HGQ | 3410121000 | PC |  | 1 | CNJOCHE21 | [5 empty] | 1 | 0 | PC | 2021-06-06 | 0 | PC
VTS-OT-G2024-II23S | JDZXR26-20 20/V3:0.11/V3 Cls 0.5 20VA |  | 121EL-VT | 3GB |  | 12H | COMM | CS03 | Z001 | V |  | F | RM | PD | ZABB | HGQ | 3410121000 | PC |  | 1 | CNJOCHE21 | [5 empty] | 1 | 0 | PC | 2021-08-19 | 0 | PC
VTS-OT-G2220-2080S | JDZX26-20 22/V3:0.11/V3;3P 30VA |  | 121EL-VT | 3GB |  | 12H | COMM | CS03 | Z001 | V |  | F | RM | PD | ZABB | HGQ | 3410121000 | PC |  | 1 | CNDUYAN | [5 empty] | 1 | 0 | PC | 2020-11-16 | 0 | PC
VTS-OT-G2220-4020 | JDZX26-20 22/V3:0.11/V3 |  | 121EL-VT | 3GB |  | 12H | COMM | CS03 | Z001 | V |  | F | RM | PD | ZABB | HGQ | 3410121000 | PC |  | 1 | CNJOCHE21 | [5 empty] | 1 | 0 | PC | 2021-06-02 | 0 | PC
VTS-OT-G2220-4020S | JDZXR26-20 22/V3:0.11/V3 |  | 121EL-VT | 3GB |  | 12H | COMM | CS03 | Z001 | V |  | F | RM | PD | ZABB | HGQ | 3410121000 | PC |  | 1 | CNJOCHE21 | [5 empty] | 1 | 0 | PC | 2021-06-02 | 0 | PC
VTS-OT-G2224-4423 | JDZX26-20 22/V3/0.11/V3kV 0.5 50VA |  | 121EL-VT |  |  | 129 | COMM | CS03 | Z001 | V |  | F | RM | PD | ZABB | HGQ | 3410121000 | PC |  | 1 | CNJOCHE21 | [5 empty] | 1 | 0 | PC | 2021-06-10 | 0 | PC
VTS-OT-G2224-4423S | JDZX26-20 22/V3/0.11/V3kV 0.5 50VA |  | 121EL-VT | 3GB |  | 12H | COMM | CS03 | Z001 | V |  | F | RM | PD | ZABB | HGQ | 3410121000 | PC |  | 1 | CNJOCHE21 | [5 empty] | 1 | 0 | PC | 2021-06-10 | 0 | PC
VTS-OT-G2311-4423S | JDZXR22-35C 23/v3:0.1/v3:0.1/3 kV |  | 121EL-VT | 3GB |  | 12H | COMM | CS03 | Z001 | V |  | F | RM | PD | ZABB | HGQ | 3410121000 | PC |  | 1 | CNJOCHE21 | [5 empty] | 1 | 0 | PC | 2021-07-30 | 0 | PC
VTS-OT-G2311-II13 | JDZX22-35W 23/v3 0.1/v3 0.1/3kV |  | 121EL-VT |  |  | B03 | COMM | CS03 | Z001 | V |  | F | RM | PD | ZABB | HGQ | 3410121000 | PC |  | 1 | CNSHZEN2 | [5 empty] | 1 | 0 | PC | 2017-10-26 | 0 | PC
VTS-OT-G2320-1080S | JDZXR26-20 23/V3 0.11/V3 kV 15VA/3P |  | 121EL-VT | 3GB |  | B12 | COMM | CS03 | Z001 | V |  | F | RM | PD | ZABB | HGQ | 3410121000 | PC |  | 1 | CNDUYAN | [5 empty] | 1 | 0 | PC | 2018-11-29 | 0 | PC
VTS-OT-G2320-4020S | JDZXR26-20 23/V3 0.11/V3 kV 50VA/0.5 |  | 121EL-VT | 3GB |  | B12 | COMM | CS03 | Z001 | V |  | F | RM | PD | ZABB | HGQ | 3410121000 | PC |  | 1 | CNXIHE4 | [5 empty] | 1 | 0 | PC | 2017-12-26 | 0 | PC
VTS-OT-G2320-6020S | JDZXR26-20 23/V3 0.11/V3 kV,75VA/0.5 |  | 121EL-VT | 3GB |  | B12 | COMM | CS03 | Z001 | V |  | F | RM | PD | ZABB | HGQ | 3410121000 | PC |  | 1 | CNDUYAN | [5 empty] | 1 | 0 | PC | 2018-03-06 | 0 | PC
VTS-OT-G2322-8823S | JDZXR26-20 23/V3 0.11/V3 0.11/3 kV |  | 121EL-VT | 3GB |  | B12 | COMM | CS03 | Z001 | V |  | F | RM | PD | ZABB | HGQ | 3410121000 | PC |  | 1 | CNXIHE4 | [5 empty] | 1 | 0 | PC | 2017-05-17 | 0 | PC
VTS-OT-G2324-2223 | JDZX26-20 23:V3/0,11:V3/0,11:V3 |  | 121EL-VT | 3GB |  | 12H | COMM | CS03 | Z001 | V |  | F | RM | PD | ZABB | HGQ | 3410121000 | PC |  | 1 | CNGELI3 | [5 empty] | 1 | 0 | PC | 2020-04-07 | 0 | PC
VTS-OT-G2324-2223S | JDZXR26-20 23:V3/0,11:V3/0,11:V3 |  | 121EL-VT | 3GB |  | 12H | COMM | CS03 | Z001 | V |  | F | RM | PD | ZABB | HGQ | 3410121000 | PC |  | 1 | CNGELI3 | [5 empty] | 1 | 0 | PC | 2020-04-07 | 0 | PC
VTS-OT-G2324-222BS | JDZXR26-20 23/v3 0.11/v3 0.11/v3 kV |  | 121EL-VT | 3GB |  | B12 | COMM | CS03 | Z001 | V |  | F | RM | PD | ZABB | HGQ | 3410121000 | PC |  | 1 | CNXIHE4 | [5 empty] | 1 | 0 | PC | 2016-08-29 | 0 | PC
VTS-OT-G2324-2423S | JDZXR26-20 23/V3 0.11/V3 0.11/V3 kV |  | 121EL-VT | 3GB |  | B12 | COMM | CS03 | Z001 | V |  | F | RM | PD | ZABB | HGQ | 3410121000 | PC |  | 1 | CNDUYAN | [5 empty] | 1 | 0 | PC | 2018-11-29 | 0 | PC
VTS-OT-G2324-4423S | JDZXR26-20 23/V3 0.11/V3 0.11/V3 kV |  | 121EL-VT | 3GB |  | 12H | COMM | CS03 | Z001 | V |  | F | RM | PD | ZABB | HGQ | 3410121000 | PC |  | 1 | CNXIHE4 | [5 empty] | 1 | 0 | PC | 2017-03-04 | 0 | PC
VTS-OT-G2324-442BS | JDZXR26-20 23/V3 0.11/V3 0.11/V3 kV CL0. |  | 121EL-VT | 3GB |  | B12 | COMM | CS03 | Z001 | V |  | F | RM | PD | ZABB | HGQ | 3410121000 | PC |  | 1 | CNXIHE4 | [5 empty] | 1 | 0 | PC | 2017-12-26 | 0 | PC
VTS-OT-G2324-HH23S | JDZXR26-20 23/V3 0.11/V3 0.11/V3 kV |  | 121EL-VT | 3GB |  | B12 | COMM | CS03 | Z001 | V |  | F | RM | PD | ZABB | HGQ | 3410121000 | PC |  | 1 | CNDUYAN | [5 empty] | 1 | 0 | PC | 2018-06-14 | 0 | PC
VTS-OT-G2324-TH23S | JDZXR26-20 23/V3 0.11/V3 0.11/V3 kV |  | 121EL-VT |  |  | B03 | COMM | CS03 | Z001 | V |  | F | RM | PD | ZABB | HGQ | 3410121000 | PC |  | 1 | CNDUYAN | [5 empty] | 1 | 0 | PC | 2018-06-13 | 0 | PC
VTS-OT-G2336-1123 | JDZX22G-35 23/v3 0.12/v3 0.12/ 3KV |  | 121EL-VT |  |  | 129 | COMM | CS03 | Z001 | V |  | F | RM | PD | ZABB | HGQ | 3410121000 | PC |  | 1 | CNJISU10 | [5 empty] | 1 | 0 | PC | 2022-04-11 | 0 | PC
VTS-OT-G2337-II13 | JDZX22-35W 23/v3 0.12/v3 0.12/3kV |  | 121EL-VT | 3GB |  | B12 | COMM | CS03 | Z001 | V |  | F | RM | PD | ZABB | HGQ | 3410121000 | PC |  | 1 | CNSHZEN2 | [5 empty] | 1 | 0 | PC | 2017-11-22 | 0 | PC
VTS-OT-G2420-2020 | JDZX26-20 24/v3/0.11/v3 |  | 121EL-VT | 3GB |  | 12H | COMM | CS03 | Z001 | V |  | F | RM | PD | ZABB | HGQ | 3410121000 | PC |  | 1 | CNJOCHE21 | [5 empty] | 1 | 0 | PC | 2022-02-14 | 0 | PC
VTS-OT-G2420-2080S | JDZX26-20 24kV:√3/110V:√3 3P, 30VA |  | 121EL-VT | 3GB |  | 12H | COMM | CS03 | Z001 | V |  | F | RM | PD | ZABB | HGQ | 3410121000 | PC |  | 1 | CNJOCHE21 | [5 empty] | 1 | 0 | PC | 2020-09-27 | 0 | PC
VTS-OT-G2421-HH13S | JDZXR26-20 24/√3:0.11/√3:0.1/3 |  | 121EL-VT |  |  | 129 | COMM | CS03 | Z001 | V |  | F | RM | PD | ZABB | HGQ | 3410121000 | PC |  | 1 | CNDUYAN | [5 empty] | 1 | 0 | PC | 2020-06-05 | 0 | PC
VTS-OT-G2421L-223S | JDZXR26-20 24kV:√3/110V:√3/110V:√3 |  | 121EL-VT | 3GB |  | 12H | COMM | CS03 | Z001 | V |  | F | RM | PD | ZABB | HGQ | 3410121000 | PC |  | 1 | CNJOCHE21 | [5 empty] | 1 | 0 | PC | 2020-09-27 | 0 | PC
VTS-OT-G2422-4423 | JDZX27G-20C 24/v3kV 0.11/v3kV 0.11/3kV,5 |  | 121EL-VT |  |  | 129 | COMM | CS03 | Z001 | V |  | F | RM | PD | ZABB | HGQ | 3410121000 | PC |  | 1 | CNJOCHE21 | [5 empty] | 1 | 0 | PC | 2021-06-10 | 0 | PC
VTS-OT-G2422-HH13S | JDZXR26-20 24/√3:0.11/√3:0.11/3 |  | 121EL-VT | 3GB |  | 12H | COMM | CS03 | Z001 | V |  | F | RM | PD | ZABB | HGQ | 3410121000 | PC |  | 1 | CNJOCHE21 | [5 empty] | 1 | 0 | PC | 2020-06-09 | 0 | PC
VTS-OT-G2424-2223S | JDZXR26-20 24/V3 0.11/V3 0.11/V3kV |  | 121EL-VT | 3GB |  | 12H | COMM | CS03 | Z001 | V |  | F | RM | PD | ZABB | HGQ | 3410121000 | PC |  | 1 | CNDUYAN | [5 empty] | 1 | 0 | PC | 2018-09-11 | 0 | PC
VTS-OT-G2424-L223S | JDZXR26-20 24/V3 0.11/V3 0.11/V3kV |  | 121EL-VT | 3GB |  | 12H | COMM | CS03 | Z001 | V |  | F | RM | PD | ZABB | HGQ | 3410121000 | PC |  | 1 | CNDUYAN | [5 empty] | 1 | 0 | PC | 2018-09-12 | 0 | PC
VTS-OT-G2430-G010S | JDZXR26-20 24/v3 0.12/v3 0.2 40VA |  | 121EL-VT | 3GB |  | 12H | COMM | CS03 | Z001 | V |  | F | RM | PD | ZABB | HGQ | 3410121000 | PC |  | 1 | CNMAZHA43 | [5 empty] | 1 | 0 | PC | 2021-03-01 | 0 | PC
VTS-OT-G2430-L010S | JDZXR26-20 24/V3 / 0.12/V3kV (Y-Y) |  | 121EL-VT | 3GB |  | B12 | COMM | CS03 | Z001 | V |  | F | RM | PD | ZABB | HGQ | 3410121000 | PC |  | 1 | CNXIHE4 | [5 empty] | 1 | 0 | PC | 2016-12-19 | 0 | PC
VTS-OT-G3010-2020S | JDZXR22-3C1 3/v3 0.11/v3kV CL0.5/30VA |  | 121EL-VT | 3GB |  | B12 | COMM | CS03 | Z001 | V |  | F | RM | PD | ZABB | HGQ | 3410121000 | PC |  | 1 | CNXIHE4 | [5 empty] | 1 | 0 | PC | 2015-09-21 | 0 | PC
VTS-OT-G3311-2413S | JDZXR22-35C 33/v3 0.1/v3 0.1/3kV CL0.2/3 |  | 121EL-VT | 3GB |  | B12 | COMM | CS03 | Z001 | V |  | F | RM | PD | ZABB | HGQ | 3410121000 | PC |  | 1 | CNXIHE4 | [5 empty] | 1 | 0 | PC | 2014-04-15 | 0 | PC
VTS-OT-G3311-4423 | JDZX22-35W 33/v3 0.1/v3 0.1/3kV 50VA/CL0 |  | 121EL-VT | 3GB |  | B12 | COMM | CS03 | Z001 | V |  | F | RM | PD | ZABB | HGQ | 3410121000 | PC |  | 1 | CNXIHE4 | [5 empty] | 1 | 0 | PC | 2015-06-09 | 0 | PC
VTS-OT-G3311-4423S | JDZXR22-35C 33000/v3 ¦ 100/v3 ¦ 100/3V |  | 121EL-VT | 3GB |  | B12 | COMM | CS03 | Z001 | V |  | F | RM | PD | ZABB | HGQ | 3410121000 | PC |  | 1 | CNXIHE4 | [5 empty] | 1 | 0 | PC | 2013-05-29 | 0 | PC
VTS-OT-G3311-442B | JDZX22-35W 33/v3 0.1/v3 0.1/3 kV |  | 121EL-VT | 3GB |  | 12H | COMM | CS03 | Z001 | V |  | F | RM | PD | ZABB | HGQ | 3410121000 | PC |  | 1 | CNJOCHE21 | [5 empty] | 1 | 0 | PC | 2021-10-22 | 0 | PC
VTS-OT-G3311-G811 | JDZX22-35W 33/v3 0.1/v3 0.1/3kV 40VA/CL0 |  | 121EL-VT | 3GB |  | 12H | COMM | CS03 | Z001 | V |  | F | RM | PD | ZABB | HGQ | 3410121000 | PC |  | 1 | CNXIHE4 | [5 empty] | 1 | 0 | PC | 2015-07-10 | 0 | PC
VTS-OT-G3311-G811S | JDZXR22-35C 33/v3 0.1/v3 0.1/3kV 40VA/CL |  | 121EL-VT | 3GB |  | 12H | COMM | CS03 | Z001 | V |  | F | RM | PD | ZABB | HGQ | 3410121000 | PC |  | 1 | CNXIHE4 | [5 empty] | 1 | 0 | PC | 2015-07-10 | 0 | PC
VTS-OT-G331112251S | JDZXR22-35C 33/v3 0.1/v3 0.1/v3 0.1/3 kV |  | 121EL-VT | 3GB |  | B12 | COMM | CS03 | Z001 | V |  | F | RM | PD | ZABB | HGQ | 3410121000 | PC |  | 1 | T_GUIHUA_YE | [5 empty] | 1 | 0 | PC | 2015-11-16 | 0 | PC
VTS-OT-G33114423S | JDZXR22-35C 33/v3 0.1/v3 0.1/3kV |  | 121EL-CT | 3GB |  | 12H | COMM | CS03 | Z001 | V |  | F | RM | PD | ZABB | HGQ | 3410121000 | PC |  | 1 | CNJOCHE21 | [5 empty] | 1 | 0 | PC | 2021-09-16 | 0 | PC
VTS-OT-G3313-4423S | JDZXR22-35C 33/v3 0.1/v3 0.1/v3kV 50VA/C |  | 121EL-VT | 3GB |  | B12 | COMM | CS03 | Z001 | V |  | F | RM | PD | ZABB | HGQ | 3410121000 | PC |  | 1 | CNXIHE4 | [5 empty] | 1 | 0 | PC | 2015-06-09 | 0 | PC
VTS-OT-G3313-442B | JDZX22-35W 33/v3 0.1/v3 0.1/v3 kV |  | 121EL-VT | 3GB |  | 12H | COMM | CS03 | Z001 | V |  | F | RM | PD | ZABB | HGQ | 3410121000 | PC |  | 1 | CNJOCHE21 | [5 empty] | 1 | 0 | PC | 2021-11-03 | 0 | PC
VTS-OT-G3315-I411S | JDZXR22-35C 33/v3 0.1/v3 0.1kV |  | 121EL-VT | 3GB |  | B12 | COMM | CS03 | Z001 | V |  | F | RM | PD | ZABB | HGQ | 3410121000 | PC |  | 1 | CNGELI3 | [5 empty] | 1 | 0 | PC | 2018-09-27 | 0 | PC
VTS-OT-G3320-4020 | JDZX22-35W 33/v3 0.11/v3 |  | 121EL-VT | 3GB |  | 12H | COMM | CS03 | Z001 | V |  | F | RM | PD | ZABB | HGQ | 3410121000 | PC |  | 1 | CNDUYAN | [5 empty] | 1 | 0 | PC | 2020-07-30 | 0 | PC
VTS-OT-G3320-4020S | JDZXR22-35C 33/√3/0.11/√3kV 0.5 50VA |  | 121EL-VT | 3GB |  | 12H | COMM | CS03 | Z001 | V |  | F | RM | PD | ZABB | HGQ | 3410121000 | PC |  | 1 | CNJOCHE21 | [5 empty] | 1 | 0 | PC | 2021-10-20 | 0 | PC
VTS-OT-G3320-8020S | JDZXR22-35C 33/v3 0.11/v3 kV 100VA/CL0.5 |  | 121EL-VT | 3GB |  | B12 | COMM | CS03 | Z001 | V |  | F | RM | PD | ZABB | HGQ | 3410121000 | PC |  | 1 | CNXIHE4 | [5 empty] | 1 | 0 | PC | 2013-06-21 | 0 | PC
VTS-OT-G3322-2421 | JDZX22-35W 33/v3 0.11/v3 0.11/3kV |  | 121EL-VT | 3GB |  | 12H | COMM | CS03 | Z001 | V |  | F | RM | PD | ZABB | HGQ | 3410121000 | PC |  | 1 | CNDUYAN | [5 empty] | 1 | 0 | PC | 2020-07-30 | 0 | PC
VTS-OT-G3322-2811 | JDZX22-35W 33/v3¦0.11/v3¦0.11/3kV |  | 121EL-VT |  |  | B03 | COMM | CS03 | Z001 | V |  | F | RM | PD | ZABB | HGQ | 3410121000 | PC |  | 1 | CNXIHE4 | [5 empty] | 1 | 0 | PC | 2016-04-25 | 0 | PC
VTS-OT-G3322-3813S | JDZXR22-35C 33/v3 0.11/v3 0.11/3kV W.TUB |  | 121EL-VT | 3GB |  | B12 | COMM | CS03 | Z001 | V |  | F | RM | PD | ZABB | HGQ | 3410121000 | PC |  | 1 | T_GUIHUA_YE | [5 empty] | 1 | 0 | PC | 2014-12-05 | 0 | PC
VTS-OT-G3322-4423S | JDZXR22-35C 33/v3 0.11/v3 0.11/3kV |  | 121EL-VT | 3GB |  | 12H | COMM | CS03 | Z001 | V |  | F | RM | PD | ZABB | HGQ | 3410121000 | PC |  | 1 | CNXIHE4 | [5 empty] | 1 | 0 | PC | 2014-05-05 | 0 | PC
VTS-OT-G3322-442B | JDZX22-35W 33/v3 0.11/v3 0.11/3 kV |  | 121EL-VT |  |  | 129 | COMM | CS03 | Z001 | V |  | F | RM | PD | ZABB | HGQ | 3410121000 | PC |  | 1 | CNJISU10 | [5 empty] | 1 | 0 | PC | 2021-11-02 | 0 | PC
VTS-OT-G3322-4823 | JDZX22-35W 33/v3 0.11/v3 0.11/3kV |  | 121EL-VT | 3GB |  | 12H | COMM | CS03 | Z001 | V |  | F | RM | PD | ZABB | HGQ | 3410121000 | PC |  | 1 | CNDUYAN | [5 empty] | 1 | 0 | PC | 2020-07-30 | 0 | PC
VTS-OT-G3322-8823S | JDZXR22-35C 33/v3 0.11/v3 0.11/3Kv |  | 121EL-VT | 3GB |  | 12H | COMM | CS03 | Z001 | V |  | F | RM | PD | ZABB | HGQ | 3410121000 | PC |  | 1 | CNGELI3 | [5 empty] | 1 | 0 | PC | 2019-12-02 | 0 | PC
VTS-OT-G3322-8831 | JDZX13-35R 33/√3/0.11/√3/0.11/3kV |  | 121EL-VT |  |  | 129 | COMM | CS03 | Z001 | V |  | F | RM | PD | ZABB | HGQ | 3410121000 | PC |  | 1 | CNJOCHE21 | [5 empty] | 1 | 0 | PC | 2022-03-03 | 0 | PC
VTS-OT-G3322-AA23 | JDZX22G-35 33/v3 0.11/v3 0.11/3kV |  | 121EL-VT | 3GB |  | B12 | COMM | CS03 | Z001 | V |  | F | RM | PD | ZABB | HGQ | 3410121000 | PC |  | 1 | CNXIHE4 | [5 empty] | 1 | 0 | PC | 2017-07-24 | 0 | PC
VTS-OT-G3322-I413 | JDZX22-35W 33/√3/0.11/√3kV/0.11/3 |  | 121EL-VT | 3GB |  | 12H | COMM | CS03 | Z001 | V |  | F | RM | PD | ZABB | HGQ | 3410121000 | PC |  | 1 | CNJOCHE21 | [5 empty] | 1 | 0 | PC | 2020-07-24 | 0 | PC
VTS-OT-G3322-II21S | JDZXR22-35C 33/v3 0.11/v3 0.11/3kV |  | 121EL-VT | 3GB |  | B12 | COMM | CS03 | Z001 | V |  | F | RM | PD | ZABB | HGQ | 3410121000 | PC |  | 1 | CNXIHE4 | [5 empty] | 1 | 0 | PC | 2017-10-10 | 0 | PC
VTS-OT-G3322-WY23S | JDZXR22-35C 33/v3 0.11/v3 0.11/3kV |  | 121EL-VT | 3GB |  | 12H | COMM | CS03 | Z001 | V |  | F | RM | PD | ZABB | HGQ | 3410121000 | PC |  | 1 | CNJOCHE21 | [5 empty] | 1 | 0 | PC | 2022-01-14 | 0 | PC
VTS-OT-G33224423-1 | JDZX22-35W 33/v3 0.11/v3 0.11/3 kV |  | 121EL-VT | 3GB |  | B12 | COMM | CS03 | Z001 | V |  | F | RM | PD | ZABB | HGQ | 3410121000 | PC |  | 1 | CNDUYAN | [5 empty] | 1 | 0 | PC | 2018-07-26 | 0 | PC
VTS-OT-G3324-221B | JDZX22-35W 33/v3 0.11/v3 0.11/v3 kV |  | 121EL-VT | 3GB |  | B12 | COMM | CS03 | Z001 | V |  | F | RM | PD | ZABB | HGQ | 3410121000 | PC |  | 1 | CNSHZEN2 | [5 empty] | 1 | 0 | PC | 2017-11-20 | 0 | PC
VTS-OT-G3324-221FS | JDZXR22-35C 33/v3 0.11/v3 0.11/v3kV |  | 121EL-VT | 3GB |  | B12 | COMM | CS03 | Z001 | V |  | F | RM | PD | ZABB | HGQ | 3410121000 | PC |  | 1 | CNSHZEN2 | [5 empty] | 1 | 0 | PC | 2017-11-20 | 0 | PC
VTS-OT-G3324-2223 | JDZX22-35W 33/v3 0.11/v3 kV 0.11/v3 kV |  | 121EL-VT | 3GB |  | B12 | COMM | CS03 | Z001 | V |  | F | RM | PD | ZABB | HGQ | 3410121000 | PC |  | 1 | CNXIHE4 | [5 empty] | 1 | 0 | PC | 2016-04-05 | 0 | PC
VTS-OT-G3324-222BS | JDZXR22-35C 33/v3 0.11/v3 kV 0.11/v3 kV |  | 121EL-VT | 3GB |  | B12 | COMM | CS03 | Z001 | V |  | F | RM | PD | ZABB | HGQ | 3410121000 | PC |  | 1 | CNXIHE4 | [5 empty] | 1 | 0 | PC | 2016-04-05 | 0 | PC
VTS-OT-G3324-4423S | JDZXR22-35C 33/v3 0.11/v3 0.11/v3kV |  | 121EL-VT | 3GB |  | 12H | COMM | CS03 | Z001 | V |  | F | RM | PD | ZABB | HGQ | 3410121000 | PC |  | 1 | CNJOCHE21 | [5 empty] | 1 | 0 | PC | 2021-04-19 | 0 | PC
VTS-OT-G3324-882B | JDZX22-35W 33/v3 0.11/v3 0.11/v3 kV |  | 121EL-VT |  |  | B03 | COMM | CS03 | Z001 | V |  | F | RM | PD | ZABB | HGQ | 3410121000 | PC |  | 1 | CNXIHE4 | [5 empty] | 1 | 0 | PC | 2017-07-27 | 0 | PC
VTS-OT-G3324-882B1 | JDZX23-35W 33/v3 0.11/v3 0.11/v3 kV |  | 121EL-VT | 3GB |  | 12H | COMM | CS03 | Z001 | V |  | F | RM | PD | ZABB | HGQ | 3410121000 | PC |  | 1 | CNXIHE4 | [5 empty] | 1 | 0 | PC | 2017-08-02 | 0 | PC
VTS-OT-G3324-8831S | JDZXR23-35 33/√3/0.11/√3/0.11/3kV |  | 121EL-VT | 3GB |  | 12H | COMM | CS03 | Z001 | V |  | F | RM | PD | ZABB | HGQ | 3410121000 | PC |  | 1 | CNJOCHE21 | [5 empty] | 1 | 0 | PC | 2022-03-15 | 0 | PC
VTS-OT-G3324-HH23 | JDZX22-35W 33/v3 0.11/v3 0.11/v3 kV |  | 121EL-VT | 3GB |  | B12 | COMM | CS03 | Z001 | V |  | F | RM | PD | ZABB | HGQ | 3410121000 | PC |  | 1 | T_GUIHUA_YE | [5 empty] | 1 | 0 | PC | 2015-12-01 | 0 | PC
VTS-OT-G3324-I413S | JDZXR22-35C 33/√3 0.11/√3kV 0.11/√3kV |  | 121EL-VT |  |  | 129 | COMM | CS03 | Z001 | V |  | F | RM | PD | ZABB | HGQ | 3410121000 | PC |  | 1 | CNDUYAN | [5 empty] | 1 | 0 | PC | 2020-12-11 | 0 | PC
VTS-OT-G3324-II13S | JDZXR22-35C 33/√3 0.11/√3kV 0.11/√3kV |  | 121EL-VT | 3GB |  | 12H | COMM | CS03 | Z001 | V |  | F | RM | PD | ZABB | HGQ | 3410121000 | PC |  | 1 | CNDUYAN | [5 empty] | 1 | 0 | PC | 2020-12-23 | 0 | PC
VTS-OT-G3324-II21S | JDZXR22-35C 33/v3 0.11/v3 0.11/v3kV |  | 121EL-VT | 3GB |  | B12 | COMM | CS03 | Z001 | V |  | F | RM | PD | ZABB | HGQ | 3410121000 | PC |  | 1 | CNXIHE4 | [5 empty] | 1 | 0 | PC | 2017-10-11 | 0 | PC
VTS-OT-G337C-I421S | JDZXR22-35C 33 kV/rt3 115V/rt3 115V/rt3 |  | 121EL-VT | 3GB |  | B12 | COMM | CS03 | Z001 | V |  | F | RM | PD | ZABB | HGQ | 3410121000 | PC |  | 1 | CNXIHE4 | [5 empty] | 1 | 0 | PC | 2013-11-04 | 0 | PC
VTS-OT-G337C-LL13S | JDZXR22-35C 33 kV/rt3 115V/rt3 115V/rt3 |  | 121EL-VT | 3GB |  | B03 | COMM | CS03 | Z001 | V |  | F | RM | PD | ZABB | HGQ | 3410121000 | PC |  | 1 | CNSHZEN2 | [5 empty] | 1 | 0 | PC | 2017-10-13 | 0 | PC
VTS-OT-G3410-1010S | JDZXR22-35C 34.5/V3 0.1/V3 KV |  | 121EL-VT | 3GB |  | B12 | COMM | CS03 | Z001 | V |  | F | RM | PD | ZABB | HGQ | 3410121000 | PC |  | 1 | CNXIHE4 | [5 empty] | 1 | 0 | PC | 2017-09-19 | 0 | PC
VTS-OT-G3411-1223S | JDZXR22-35C 34.5/V3 0.1/V3 0.1/3KV |  | 121EL-VT | 3GB |  | B12 | COMM | CS03 | Z001 | V |  | F | RM | PD | ZABB | HGQ | 3410121000 | PC |  | 1 | CNXIHE4 | [5 empty] | 1 | 0 | PC | 2017-09-19 | 0 | PC
VTS-OT-G3411-2413S | JDZXR22-35C 34.5/v3 0.1/v3kV 0.1/3kV |  | 121EL-VT | 3GB |  | 12H | COMM | CS03 | Z001 | V |  | F | RM | PD | ZABB | HGQ | 3410121000 | PC |  | 1 | CNDUYAN | [5 empty] | 1 | 0 | PC | 2019-01-30 | 0 | PC
VTS-OT-G3413-II11S | JDZXR22-35C 34.5/v3 0.1/v3kV 0.1/v3kV |  | 121EL-VT | 3GB |  | 12H | COMM | CS03 | Z001 | V |  | F | RM | PD | ZABB | HGQ | 3410121000 | PC |  | 1 | CNDUYAN | [5 empty] | 1 | 0 | PC | 2019-01-30 | 0 | PC
VTS-OT-G3420-4020 | JDZX22-35W 34.5/v3 0.11/v3kV 50VA/CL0.5 |  | 121EL-VT |  |  | B03 | COMM | CS03 | Z001 | V |  | F | RM | PD | ZABB | HGQ | 3410121000 | PC |  | 1 | CNXIHE4 | [5 empty] | 1 | 0 | PC | 2015-05-12 | 0 | PC
VTS-OT-G3420-4030S | JDZXR22-35C 34.5/v3 0.11/v3 50VA/CL1.0 |  | 121EL-VT |  |  | 129 | COMM | CS03 | Z001 | V |  | F | RM | PD | ZABB | HGQ | 3410121000 | PC |  | 1 | CNSHZHA9 | [5 empty] | 1 | 0 | PC | 2018-08-15 | 0 | PC
VTS-OT-G3420-I010 | JDZX22-35W 34.5/v3 0.11/v3kV 20VA/CL0.2 |  | 121EL-VT | 3GB |  | B12 | COMM | CS03 | Z001 | V |  | F | RM | PD | ZABB | HGQ | 3410121000 | PC |  | 1 | CNXIHE4 | [5 empty] | 1 | 0 | PC | 2014-03-25 | 0 | PC
VTS-OT-G3420-I010S | JDZXR22-35C 34.5/v3 0.11/v3kV 20VA/CL0.2 |  | 121EL-VT | 3GB |  | B12 | COMM | CS03 | Z001 | V |  | F | RM | PD | ZABB | HGQ | 3410121000 | PC |  | 1 | CNXIHE4 | [5 empty] | 1 | 0 | PC | 2014-03-25 | 0 | PC
VTS-OT-G34204020-1 | JDZX22-35W 34.5/v3 0.11/v3 kV 50VA/CL0. |  | 121EL-VT | 3GB |  | 12H | COMM | CS03 | Z001 | V |  | F | RM | PD | ZABB | HGQ | 3410121000 | PC |  | 1 | T_GUIHUA_YE | [5 empty] | 1 | 0 | PC | 2015-05-19 | 0 | PC
VTS-OT-G3422-2223 | JDZX22-35W 34.5/v3 0.11/v3 0.11/3kV |  | 121EL-VT | 3GB |  | B12 | COMM | CS03 | Z001 | V |  | F | RM | PD | ZABB | HGQ | 3410121000 | PC |  | 1 | CNXIHE4 | [5 empty] | 1 | 0 | PC | 2014-01-08 | 0 | PC
VTS-OT-G3422-2223S | JDZXR22-35C 34.5/v3 0.11/v3 0.11/3 kV W. |  | 121EL-VT | 3GB |  | B12 | COMM | CS03 | Z001 | V |  | F | RM | PD | ZABB | HGQ | 3410121000 | PC |  | 1 | T_GUIHUA_YE | [5 empty] | 1 | 0 | PC | 2014-05-12 | 0 | PC
VTS-OT-G3422-2423S | JDZXR22-35C 34.5/v3 0.11/v3 0.11/3 kV |  | 121EL-VT | 3GB |  | B12 | COMM | CS03 | Z001 | V |  | F | RM | PD | ZABB | HGQ | 3410121000 | PC |  | 1 | CNXIHE4 | [5 empty] | 1 | 0 | PC | 2017-08-09 | 0 | PC
VTS-OT-G3422-2813 | JDZX23G-35 34.5/v3 0.11/v3 0.11/3kV |  | 121EL-VT | 3GB |  | B12 | COMM | CS03 | Z001 | V |  | F | RM | PD | ZABB | HGQ | 3410121000 | PC |  | 1 | CNSHZEN2 | [5 empty] | 1 | 0 | PC | 2017-12-05 | 0 | PC
VTS-OT-G3422-4423 | JDZX22-35W 34.5/v3 0.11/v3 0.11/3 kV |  | 121EL-VT | 3GB |  | B12 | COMM | CS03 | Z001 | V |  | F | RM | PD | ZABB | HGQ | 3410121000 | PC |  | 1 | CNXIHE4 | [5 empty] | 1 | 0 | PC | 2017-09-15 | 0 | PC
VTS-OT-G3422-4433S | JDZXR22-35C 34.5/v3 0.11/v3 0.11/3kV |  | 121EL-VT | 3GB |  | 12H | COMM | CS03 | Z001 | V |  | F | RM | PD | ZABB | HGQ | 3410121000 | PC |  | 1 | CNSHZHA9 | [5 empty] | 1 | 0 | PC | 2018-08-15 | 0 | PC
VTS-OT-G3422-I423S | JDZXR22-35C 34.5/v3 0.11/v3 0.11/3 kV W. |  | 121EL-VT | 3GB |  | B12 | COMM | CS03 | Z001 | V |  | F | RM | PD | ZABB | HGQ | 3410121000 | PC |  | 1 | T_GUIHUA_YE | [5 empty] | 1 | 0 | PC | 2014-03-26 | 0 | PC
VTS-OT-G34224423-1 | JDZX22-35W 34.5/v3 0.11/v3 kV 0.11/3 kV |  | 121EL-VT | 3GB |  | B12 | COMM | CS03 | Z001 | V |  | F | RM | PD | ZABB | HGQ | 3410121000 | PC |  | 1 | CNXIHE4 | [5 empty] | 1 | 0 | PC | 2017-11-15 | 0 | PC
VTS-OT-G3424-1121S | JDZXR22-35C 34.5/v3 0.1/v3 0.11/v3 0.11/ |  | 121EL-VT |  |  | B03 | COMM | CS03 | Z001 | V |  | F | RM | PD | ZABB | HGQ | 3410121000 | PC |  | 1 | T_GUIHUA_YE | [5 empty] | 1 | 0 | PC | 2011-11-18 | 0 | PC
VTS-OT-G3424-2413S | JDZXR22-35C 34.5/v3 0.11/v3 0.11/v3 kV W |  | 121EL-VT |  |  | B03 | COMM | CS03 | Z001 | V |  | F | RM | PD | ZABB | HGQ | 3410121000 | PC |  | 1 | CNXIHE4 | [5 empty] | 1 | 0 | PC | 2015-05-12 | 0 | PC
VTS-OT-G3424-GG23S | JDZXR22-35C 34.5/v3 0.11/v3 0.11/v3kV |  | 121EL-VT | 3GB |  | B12 | COMM | CS03 | Z001 | V |  | F | RM | PD | ZABB | HGQ | 3410121000 | PC |  | 1 | CNXIHE4 | [5 empty] | 1 | 0 | PC | 2014-02-19 | 0 | PC
VTS-OT-G3424-HH13S | JDZXR22-35C 34.5/v3 0.11/v3 0.11/v3kV |  | 121EL-VT | 3GB |  | 12H | COMM | CS03 | Z001 | V |  | F | RM | PD | ZABB | HGQ | 3410121000 | PC |  | 1 | CNDUYAN | [5 empty] | 1 | 0 | PC | 2020-06-09 | 0 | PC
VTS-OT-G3424-I413S | JDZXR22-35C 34.5/v3 0.11/v3 0.11/v3kV |  | 121EL-VT | 3GB |  | B12 | COMM | CS03 | Z001 | V |  | F | RM | PD | ZABB | HGQ | 3410121000 | PC |  | 1 | CNXIHE4 | [5 empty] | 1 | 0 | PC | 2014-06-26 | 0 | PC
VTS-OT-G3424-I423S | JDZXR22-35C 34.5/v3 0.11/v3 0.11/v3kV |  | 121EL-VT |  |  | B03 | COMM | CS03 | Z001 | V |  | F | RM | PD | ZABB | HGQ | 3410121000 | PC |  | 1 | CNXIHE4 | [5 empty] | 1 | 0 | PC | 2014-03-25 | 0 | PC
VTS-OT-G3424I413S1 | JDZXR22-35C 34.5/v3 0.11/v3 kV 0.11/v3 k |  | 121EL-VT | 3GB |  | B12 | COMM | CS03 | Z001 | V |  | F | RM | PD | ZABB | HGQ | 3410121000 | PC |  | 1 | CNXIHE4 | [5 empty] | 1 | 0 | PC | 2016-06-22 | 0 | PC
VTS-OT-G3430-1020S | JDZXR22-35C 34.5/v3 0.12/v3 kV 15VA/CL0. |  | 121EL-VT | 3GB |  | B12 | COMM | CS03 | Z001 | V |  | F | RM | PD | ZABB | HGQ | 3410121000 | PC |  | 1 | T_GUIHUA_YE | [5 empty] | 1 | 0 | PC | 2015-09-16 | 0 | PC
VTS-OT-G3430-20C0S | JDZXR22-35C 34.5/v3:0.12/v3 kV |  | 121EL-VT | 3GB |  | 12H | COMM | CS03 | Z001 | V |  | F | RM | PD | ZABB | HGQ | 3410121000 | PC |  | 1 | CNJISU10 | [5 empty] | 1 | 0 | PC | 2021-10-18 | 0 | PC
VTS-OT-G3430-4020 | JDZX22-35W 34.5/v3 0.12/v3 kV |  | 121EL-VT | 3GB |  | 12H | COMM | CS03 | Z001 | V |  | F | RM | PD | ZABB | HGQ | 3410121000 | PC |  | 1 | CNXIHE4 | [5 empty] | 1 | 0 | PC | 2016-05-19 | 0 | PC
VTS-OT-G3430-4020S | JDZXR22-35C 34.5/v3 0.12/v3 kV |  | 121EL-CT | 3GB |  | 12H | COMM | CS03 | Z001 | V |  | F | RM | PD | ZABB | HGQ | 3410121000 | PC |  | 1 | CNXIHE4 | [5 empty] | 1 | 0 | PC | 2016-05-19 | 0 | PC
VTS-OT-G3430-I090 | JDZX22-35W 34.5/v3:0.12/v3 kV |  | 121EL-VT |  |  | 129 | COMM | CS03 | Z001 | V |  | F | RM | PD | ZABB | HGQ | 3410121000 | PC |  | 1 | CNJISU10 | [5 empty] | 1 | 0 | PC | 2021-10-28 | 0 | PC
VTS-OT-G3430-I090S | JDZXR22-35C 34.5/v3:0.12/v3 kV |  | 121EL-VT | 3GB |  | 12H | COMM | CS03 | Z001 | V |  | F | RM | PD | ZABB | HGQ | 3410121000 | PC |  | 1 | CNJISU10 | [5 empty] | 1 | 0 | PC | 2021-10-18 | 0 | PC
VTS-OT-G3437-1113S | JDZXR22-35C 34.5/v3 0.12/v3 0.12/3kV |  | 121EL-VT | 3GB |  | B12 | COMM | CS03 | Z001 | V |  | F | RM | PD | ZABB | HGQ | 3410121000 | PC |  | 1 | CNXIHE4 | [5 empty] | 1 | 0 | PC | 2014-03-31 | 0 | PC
VTS-OT-G3437-1123S | JDZXR22-35C 34.5/v3 0.12/v3 0.12/3kV |  | 121EL-VT | 3GB |  | B12 | COMM | CS03 | Z001 | V |  | F | RM | PD | ZABB | HGQ | 3410121000 | PC |  | 1 | CNXIHE4 | [5 empty] | 1 | 0 | PC | 2014-02-28 | 0 | PC
VTS-OT-G3439-1113S | JDZXR22-35C 34.5/v3 0.12/v3 0.12/v3kV |  | 121EL-VT | 3GB |  | B12 | COMM | CS03 | Z001 | V |  | F | RM | PD | ZABB | HGQ | 3410121000 | PC |  | 1 | CNXIHE4 | [5 empty] | 1 | 0 | PC | 2014-04-24 | 0 | PC
VTS-OT-G3439-1123S | JDZXR22-35C 34.5/v3 0.12/v3 0.12/v3kV |  | 121EL-VT | 3GB |  | B12 | COMM | CS03 | Z001 | V |  | F | RM | PD | ZABB | HGQ | 3410121000 | PC |  | 1 | CNXIHE4 | [5 empty] | 1 | 0 | PC | 2014-04-24 | 0 | PC
VTS-OT-G3439-HH23S | JDZXR22-35C 34.5/v3 0.12/v3 0.12/v3 kV |  | 121EL-VT | 3GB |  | B12 | COMM | CS03 | Z001 | V |  | F | RM | PD | ZABB | HGQ | 3410121000 | PC |  | 1 | CNXIHE4 | [5 empty] | 1 | 0 | PC | 2013-12-10 | 0 | PC
VTS-OT-G3439-I213 | JDZX22-35W 34.5/V3 0.12/V3 0.12/V3 kV |  | 121EL-VT | 3GB |  | B12 | COMM | CS03 | Z001 | V |  | F | RM | PD | ZABB | HGQ | 3410121000 | PC |  | 1 | CNXIHE4 | [5 empty] | 1 | 0 | PC | 2018-01-04 | 0 | PC
VTS-OT-G3439-II13S | JDZXR22-35C 34.5/v3 0.12/v3 0.12/v3 kV |  | 121EL-VT |  |  | B03 | COMM | CS03 | Z001 | V |  | F | RM | PD | ZABB | HGQ | 3410121000 | PC |  | 1 | T_GUIHUA_YE | [5 empty] | 1 | 0 | PC | 2015-12-07 | 0 | PC
VTS-OT-G3439-LL13 | JDZX22-35W 34.5/v3 0.12/v3 0.12/v3 kV |  | 121EL-VT | 3GB |  | 12H | COMM | CS03 | Z001 | V |  | F | RM | PD | ZABB | HGQ | 3410121000 | PC |  | 1 | CNDUYAN | [5 empty] | 1 | 0 | PC | 2020-09-16 | 0 | PC
VTS-OT-G3439-QQ23 | JDZX22-35W 34.5/v3 0.12/v3 0.12/v3 kV |  | 121EL-VT |  |  | 129 | COMM | CS03 | Z001 | V |  | F | RM | PD | ZABB | HGQ | 3410121000 | PC |  | 1 | CNJISU10 | [5 empty] | 1 | 0 | PC | 2022-04-11 | 0 | PC
VTS-OT-G3439HH23-1 | JDZX22-35W 34.5/v3 0.12/v3 0.12/v3 kV |  | 121EL-VT | 3GB |  | B12 | COMM | CS03 | Z001 | V |  | F | RM | PD | ZABB | HGQ | 3410121000 | PC |  | 1 | CNXIHE4 | [5 empty] | 1 | 0 | PC | 2013-12-10 | 0 | PC
VTS-OT-G346F-III1S | JDZXR22-35C 34.5/v3 0.208/v3 0.208/v3 kV |  | 121EL-VT | 3GB |  | B12 | COMM | CS03 | Z001 | V |  | F | RM | PD | ZABB | HGQ | 3410121000 | PC |  | 1 | CNXIHE4 | [5 empty] | 1 | 0 | PC | 2014-01-20 | 0 | PC
VTS-OT-G3478-G41A | JDZX22-35W 34.5/v3 0.115/v3 0.115 |  | 121EL-VT |  |  | B03 | COMM | CS03 | Z001 | V |  | F | RM | PD | ZABB | HGQ | 3410121000 | PC |  | 1 | CNDUYAN | [5 empty] | 1 | 0 | PC | 2018-03-29 | 0 | PC
VTS-OT-G3478-LL13S | JDZXR22-35C 34.5/v3 0.115/v3 0.115/v3 kV |  | 121EL-VT | 3GB |  | 12H | COMM | CS03 | Z001 | V |  | F | RM | PD | ZABB | HGQ | 3410121000 | PC |  | 1 | T_GUIHUA_YE | [5 empty] | 1 | 0 | PC | 2015-12-10 | 0 | PC
VTS-OT-G347C-HH13 | JDZX22-35W 34.5/V3 0.115/V3 0.115/V3 kV |  | 121EL-VT | 3GB |  | B12 | COMM | CS03 | Z001 | V |  | F | RM | PD | ZABB | HGQ | 3410121000 | PC |  | 1 | CNDUYAN | [5 empty] | 1 | 0 | PC | 2018-05-08 | 0 | PC
VTS-OT-G347C-I423 | JDZX22-35W 34.5/v3 0.115/v3 0.115/v3kV |  | 121EL-VT | 3GB |  | B12 | COMM | CS03 | Z001 | V |  | F | RM | PD | ZABB | HGQ | 3410121000 | PC |  | 1 | CNXIHE4 | [5 empty] | 1 | 0 | PC | 2016-09-29 | 0 | PC
VTS-OT-G347C-II13S | JDZXR22-35C 34.5/v3 0.115/v3 0.115/v3 kV |  | 121EL-VT |  |  | B03 | COMM | CS03 | Z001 | V |  | F | RM | PD | ZABB | HGQ | 3410121000 | PC |  | 1 | CNSHZEN2 | [5 empty] | 1 | 0 | PC | 2017-09-12 | 0 | PC
VTS-OT-G347C-LL13 | JDZX22-35W 34.5/v3 0.115/v3 0.115/v3kV |  | 121EL-VT | 3GB |  | B12 | COMM | CS03 | Z001 | V |  | F | RM | PD | ZABB | HGQ | 3410121000 | PC |  | 1 | CNXIHE4 | [5 empty] | 1 | 0 | PC | 2015-06-08 | 0 | PC
VTS-OT-G347C-LL23 | JDZX22-35W 34.5/v3 0.115/v3 0.115/v3kV |  | 121EL-VT | 3GB |  | B12 | COMM | CS03 | Z001 | V |  | F | RM | PD | ZABB | HGQ | 3410121000 | PC |  | 1 | CNXIHE4 | [5 empty] | 1 | 0 | PC | 2016-09-29 | 0 | PC
VTS-OT-G347C-LL23S | JDZXR22-35C 34.5/v3 0.115/v3 kV 0.115/v3 |  | 121EL-VT | 3GB |  | B12 | COMM | CS03 | Z001 | V |  | F | RM | PD | ZABB | HGQ | 3410121000 | PC |  | 1 | CNXIHE4 | [5 empty] | 1 | 0 | PC | 2016-10-17 | 0 | PC
VTS-OT-G347C-RL13S | JDZXR22-35C 34.5/v3 0.115/v3 0.115/v3 kV |  | 121EL-VT | 3GB |  | B12 | COMM | CS03 | Z001 | V |  | F | RM | PD | ZABB | HGQ | 3410121000 | PC |  | 1 | CNSHZEN2 | [5 empty] | 1 | 0 | PC | 2017-09-21 | 0 | PC
VTS-OT-G347CLL13-1 | JDZX22-35W 34.5/v3 0.115/v3 0.115/v3kV |  | 121EL-VT | 3GB |  | B12 | COMM | CS03 | Z001 | V |  | F | RM | PD | ZABB | HGQ | 3410121000 | PC |  | 1 | CNXIHE4 | [5 empty] | 1 | 0 | PC | 2015-06-08 | 0 | PC
VTS-OT-G347H-G41A | JDZX23-35W 34.5/v3 0.115/v3 0.115 |  | 121EL-VT | 3GB |  | B12 | COMM | CS03 | Z001 | V |  | F | RM | PD | ZABB | HGQ | 3410121000 | PC |  | 1 | CNDUYAN | [5 empty] | 1 | 0 | PC | 2018-03-30 | 0 | PC
VTS-OT-G348C-LL23S | JDZXR22-35C 34.5/v3 0.115/v3 0.115/v3kV |  | 121EL-VT | 3GB |  | 12H | COMM | CS03 | Z001 | V |  | F | RM | PD | ZABB | HGQ | 3410121000 | PC |  | 1 | CNGELI3 | [5 empty] | 1 | 6 | PC | 2019-08-30 | 0 | PC
VTS-OT-G3510-4020 | JDZX22-35W 35/v3 0.1/v3 50VA/CL0.5 |  | 121EL-VT | 3GB |  | B12 | COMM | CS03 | Z001 | V |  | F | RM | PD | ZABB | HGQ | 3410121000 | PC |  | 1 | CNXIHE4 | [5 empty] | 1 | 0 | PC | 2017-03-22 | 0 | PC
VTS-OT-G3511-2413S | JDZXR22-35C 35/v3 0.1/v3 0.1/3 kV |  | 121EL-VT | 3GB |  | B12 | COMM | CS03 | Z001 | V |  | F | RM | PD | ZABB | HGQ | 3410121000 | PC |  | 1 | CNXIHE4 | [5 empty] | 1 | 0 | PC | 2017-12-17 | 0 | PC
VTS-OT-G3511-2823S | JDZXR22-35C 35/v3 0.1/v3 0.1/3kV;0.5/3P |  | 121EL-VT |  |  | 129 | COMM | CS03 | Z001 | V |  | F | RM | PD | ZABB | HGQ | 3410121000 | PC |  | 1 | CNDUYAN | [5 empty] | 1 | 0 | PC | 2018-08-01 | 0 | PC
VTS-OT-G3511-4423 | JDZX22-35W 35/v3 0.1/v3 0.1/3 kV |  | 121EL-VT | 3GB |  | B12 | COMM | CS03 | Z001 | V |  | F | RM | PD | ZABB | HGQ | 3410121000 | PC |  | 1 | CNXIHE4 | [5 empty] | 1 | 0 | PC | 2017-11-16 | 0 | PC
VTS-OT-G3511-4423S | JDZXR22-35C 35/v3 0.1/v3 0.1/3kV CL0.5/3 |  | 121EL-VT | 3GB |  | B12 | COMM | CS03 | Z001 | V |  | F | RM | PD | ZABB | HGQ | 3410121000 | PC |  | 1 | CNXIHE4 | [5 empty] | 1 | 0 | PC | 2014-01-23 | 0 | PC
VTS-OT-G3511-4823S | JDZXR22-35C 35/v3 0.1/v3 0.1/3 kV W.TUBE |  | 121EL-VT | 3GB |  | B12 | COMM | CS03 | Z001 | V |  | F | RM | PD | ZABB | HGQ | 3410121000 | PC |  | 1 | T_GUIHUA_YE | [5 empty] | 1 | 0 | PC | 2014-07-31 | 0 | PC
VTS-OT-G3511-AA23S | JDZXR22-35C 35/v3 0.1/v3 0.1/3 kV |  | 121EL-VT | 3GB |  | 12H | COMM | CS03 | Z001 | V |  | F | RM | PD | ZABB | HGQ | 3410121000 | PC |  | 1 | CNGELI3 | [5 empty] | 1 | 0 | PC | 2019-03-08 | 0 | PC
VTS-OT-G3511-AC23S | JDZX23-35R 35/v3 0.1/v3 0.1/3 kV |  | 121EL-VT | 3GB |  | B12 | COMM | CS03 | Z001 | V |  | F | RM | PD | ZABB | HGQ | 3410121000 | PC |  | 1 | CNXIHE4 | [5 empty] | 1 | 0 | PC | 2017-11-16 | 0 | PC
VTS-OT-G3511-I421S | JDZXR22-35C 35/v3 0.1/v3 0.1/3 kV |  | 121EL-VT | 3GB |  | B12 | COMM | CS03 | Z001 | V |  | F | RM | PD | ZABB | HGQ | 3410121000 | PC |  | 1 | CNXIHE4 | [5 empty] | 1 | 0 | PC | 2017-08-31 | 0 | PC
VTS-OT-G3511-I423 | JDZX22-35W 35/v3 0.1/v3 0.1/3 kV |  | 121EL-VT | 3GB |  | 12H | COMM | CS03 | Z001 | V |  | F | RM | PD | ZABB | HGQ | 3410121000 | PC |  | 1 | CNDUYAN | [5 empty] | 1 | 0 | PC | 2020-09-27 | 0 | PC
VTS-OT-G3511-I423S | JDZXR22-35C 35/v3 0.1/v3 0.1/3 kV |  | 121EL-VT | 3GB |  | 12H | COMM | CS03 | Z001 | V |  | F | RM | PD | ZABB | HGQ | 3410121000 | PC |  | 1 | CNDUYAN | [5 empty] | 1 | 0 | PC | 2020-09-27 | 0 | PC
VTS-OT-G3511-IICCS | JDZXR22-35C 35/v3 0.1/v3 0.1/v3kV 0.2(3P |  | 121EL-VT | 3GB |  | B12 | COMM | CS03 | Z001 | V |  | F | RM | PD | ZABB | HGQ | 3410121000 | PC |  | 1 | CNXIHE4 | [5 empty] | 1 | 0 | PC | 2015-08-17 | 0 | PC
VTS-OT-G3511-JJ23S | JDZX23-35R 35/v3 0.1/v3 0.1/3kV |  | 121EL-VT | 3GB |  | B12 | COMM | CS03 | Z001 | V |  | F | RM | PD | ZABB | HGQ | 3410121000 | PC |  | 1 | CNXIHE4 | [5 empty] | 1 | 0 | PC | 2017-03-22 | 0 | PC
VTS-OT-G35114423S1 | JDZXR22-35C 35/v3 0.1/v3 0.1/3 kV |  | 121EL-VT | 3GB |  | B12 | COMM | CS03 | Z001 | V |  | F | RM | PD | ZABB | HGQ | 3410121000 | PC |  | 1 | CNGELI3 | [5 empty] | 1 | 0 | PC | 2018-09-28 | 0 | PC
VTS-OT-G35114823S1 | JDZXR22-35C 35/v3 0.1/v3 0.1/3 kV W.TUBE |  | 121EL-VT | 3GB |  | B12 | COMM | CS03 | Z001 | V |  | F | RM | PD | ZABB | HGQ | 3410121000 | PC |  | 1 | CNDUYAN | [5 empty] | 1 | 0 | PC | 2018-08-10 | 0 | PC
VTS-OT-G3511AC23S1 | JDZXR22-35C 35/v3 0.1/v3 0.1/3 kV |  | 121EL-VT | 3GB |  | B12 | COMM | CS03 | Z001 | V |  | F | RM | PD | ZABB | HGQ | 3410121000 | PC |  | 1 | CNXIHE4 | [5 empty] | 1 | 0 | PC | 2017-11-24 | 0 | PC
VTS-OT-G3513-442BS | JDZXR22-35C 35/v3 0.1/v3 0.1/v3kV |  | 121EL-VT |  |  | B03 | COMM | CS03 | Z001 | V |  | F | RM | PD | ZABB | HGQ | 3410121000 | PC |  | 1 | CNXIHE4 | [5 empty] | 1 | 0 | PC | 2014-04-28 | 0 | PC
VTS-OT-G3513-449FS | JDZXR22-35C 35/v3 0.1/v3 0.1/v3kV |  | 121EL-VT | 3GB |  | B12 | COMM | CS03 | Z001 | V |  | F | RM | PD | ZABB | HGQ | 3410121000 | PC |  | 1 | CNXIHE4 | [5 empty] | 1 | 0 | PC | 2014-04-29 | 0 | PC
VTS-OT-G3513-8821S | JDZXR22-35C 35/v3 0.1/v3 0.1/v3 kV |  | 121EL-VT | 3GB |  | B12 | COMM | CS03 | Z001 | V |  | F | RM | PD | ZABB | HGQ | 3410121000 | PC |  | 1 | CNDUYAN | [5 empty] | 1 | 0 | PC | 2018-12-25 | 0 | PC
VTS-OT-G3514-222BS | JDZXR22-35C 35/v3 0.1/v3 0.11/v3kV |  | 121EL-VT |  |  | B03 | COMM | CS03 | Z001 | V |  | F | RM | PD | ZABB | HGQ | 3410121000 | PC |  | 1 | CNSHZEN2 | [5 empty] | 1 | 0 | PC | 2017-11-02 | 0 | PC
VTS-OT-G3520-2020S | JDZXR22-35C 35/v3 0.11/v3 CL0.5/30VA |  | 121EL-VT |  |  | B03 | COMM | CS03 | Z001 | V |  | F | RM | PD | ZABB | HGQ | 3410121000 | PC |  | 1 | CNSHZEN2 | [5 empty] | 1 | 0 | PC | 2017-08-24 | 0 | PC
VTS-OT-G3520-8020 | JDZX22-35W 35/v3 0.11/v3 CL0.5, 100VA |  | 121EL-VT | 3GB |  | B12 | COMM | CS03 | Z001 | V |  | F | RM | PD | ZABB | HGQ | 3410121000 | PC |  | 1 | CNXIHE4 | [5 empty] | 1 | 0 | PC | 2017-02-17 | 0 | PC
VTS-OT-G3520-8020S | JDZXR22-35C 35/v3 0.11/v3 CL0.5, 100VA |  | 121EL-VT |  |  | B03 | COMM | CS03 | Z001 | V |  | F | RM | PD | ZABB | HGQ | 3410121000 | PC |  | 1 | CNXIHE4 | [5 empty] | 1 | 0 | PC | 2017-02-16 | 0 | PC
VTS-OT-G3520-H030 | JDZX22-35W 35/√3:0.11/√3 |  | 121EL-VT | 3GB |  | 12H | COMM | CS03 | Z001 | V |  | F | RM | PD | ZABB | HGQ | 3410121000 | PC |  | 1 | CNJISU10 | [5 empty] | 1 | 0 | PC | 2021-11-19 | 0 | PC
VTS-OT-G3520-H080 | JDZX22-35W 35/V3 0.11/V3 kV,25VA/3P |  | 121EL-VT | 3GB |  | 12H | COMM | CS03 | Z001 | V |  | F | RM | PD | ZABB | HGQ | 3410121000 | PC |  | 1 | CNXIHE4 | [5 empty] | 1 | 0 | PC | 2017-12-05 | 0 | PC
VTS-OT-G3520-H0I0 | JDZX22-35W 35:√3/0,11: √3 |  | 121EL-VT | 3GB |  | 12H | COMM | CS03 | Z001 | V |  | F | RM | PD | ZABB | HGQ | 3410121000 | PC |  | 1 | CNJOCHE21 | [5 empty] | 1 | 0 | PC | 2021-01-25 | 0 | PC
VTS-OT-G3520-L020 | JDZX22-35W 35/√3:0.11/√3 |  | 121EL-VT | 3GB |  | 12H | COMM | CS03 | Z001 | V |  | F | RM | PD | ZABB | HGQ | 3410121000 | PC |  | 1 | CNGELI3 | [5 empty] | 1 | 0 | PC | 2019-08-16 | 0 | PC
VTS-OT-G3522-4423 | JDZX22-35W 35/V3 0.11/V3 0.11/3 kV |  | 121EL-VT | 3GB |  | B12 | COMM | CS03 | Z001 | V |  | F | RM | PD | ZABB | HGQ | 3410121000 | PC |  | 1 | CNDUYAN | [5 empty] | 1 | 0 | PC | 2018-05-22 | 0 | PC
VTS-OT-G3522-4423S | JDZXR22-35C 35:V3/0.11:V3/0.11/3 kV |  | 121EL-VT | 3GB |  | 12H | COMM | CS03 | Z001 | V |  | F | RM | PD | ZABB | HGQ | 3410121000 | PC |  | 1 | CNJOCHE21 | [5 empty] | 1 | 0 | PC | 2020-12-18 | 0 | PC
VTS-OT-G3524-1122S | JDZXR22-35C 35/v3 0.11/v3 0.11/v3kV |  | 121EL-VT | 3GB |  | B12 | COMM | CS03 | Z001 | V |  | F | RM | PD | ZABB | HGQ | 3410121000 | PC |  | 1 | CNXIHE4 | [5 empty] | 1 | 0 | PC | 2017-02-13 | 0 | PC
VTS-OT-G3524-4423S | JDZXR22-35C 35/V3 0.11/V3 0.11/3 kV |  | 121EL-VT | 3GB |  | 12H | COMM | CS03 | Z001 | V |  | F | RM | PD | ZABB | HGQ | 3410121000 | PC |  | 1 | CNXIHE4 | [5 empty] | 1 | 0 | PC | 2017-12-05 | 0 | PC
VTS-OT-G3524-4H23S | JDZXR22-35C 35/V3 0.11/V3 0.11/V3 kV |  | 121EL-VT | 3GB |  | B12 | COMM | CS03 | Z001 | V |  | F | RM | PD | ZABB | HGQ | 3410121000 | PC |  | 1 | CNXIHE4 | [5 empty] | 1 | 0 | PC | 2017-12-05 | 0 | PC
VTS-OT-G3524-LH23 | JDZX22-35W 35:√3/0,11: √3/0,11: √3 kV |  | 121EL-VT | 3GB |  | 12H | COMM | CS03 | Z001 | V |  | F | RM | PD | ZABB | HGQ | 3410121000 | PC |  | 1 | CNJOCHE21 | [5 empty] | 1 | 0 | PC | 2021-01-25 | 0 | PC
VTS-OT-G3524-LL1B | JDZX22-35W 35/√3:0.11/√3:0.11/√3 |  | 121EL-VT | 3GB |  | 12H | COMM | CS03 | Z001 | V |  | F | RM | PD | ZABB | HGQ | 3410121000 | PC |  | 1 | CNGELI3 | [5 empty] | 1 | 0 | PC | 2019-08-16 | 0 | PC
VTS-OT-G35CG-HH1AS | JDZXR22-35C 35/v3 0.2/v3 0.2/v3kV 0.2/0. |  | 121EL-VT | 3GB |  | B12 | COMM | CS03 | Z001 | V |  | F | RM | PD | ZABB | HGQ | 3410121000 | PC |  | 1 | CNXIHE4 | [5 empty] | 1 | 0 | PC | 2015-01-27 | 0 | PC
VTS-OT-G3611-I411 | JDZX22-35W 36/v3 0.1/v3 0.1/3kV |  | 121EL-VT | 3GB |  | B12 | COMM | CS03 | Z001 | V |  | F | RM | PD | ZABB | HGQ | 3410121000 | PC |  | 1 | CNXIHE4 | [5 empty] | 1 | 0 | PC | 2015-06-23 | 0 | PC
VTS-OT-G3611-I423S | JDZXR22-35C 36/v3 0.1/v3 0.1/3 kV |  | 121EL-VT | 3GB |  | B12 | COMM | CS03 | Z001 | V |  | F | RM | PD | ZABB | HGQ | 3410121000 | PC |  | 1 | CNXIHE4 | [5 empty] | 1 | 0 | PC | 2017-04-26 | 0 | PC
VTS-OT-G3622-3383S | JDZXR22-35C 36/v3 0.11/v3 0.11/3kV |  | 121EL-VT | 3GB |  | B12 | COMM | CS03 | Z001 | V |  | F | RM | PD | ZABB | HGQ | 3410121000 | PC |  | 1 | CNXIHE4 | [5 empty] | 1 | 0 | PC | 2014-01-24 | 0 | PC
VTS-OT-G3630-4020 | JDZX22-35W 36/v3/ 0.12/v3 kV |  | 121EL-VT |  |  | 129 | COMM | CS03 | Z001 | V |  | F | RM | PD | ZABB | HGQ | 3410121000 | PC |  | 1 | CNJOCHE21 | [5 empty] | 1 | 0 | PC | 2021-03-10 | 0 | PC
VTS-OT-G3737-8823S | JDZXR22-35C 38/v3 0.12/v3 0.12/3 kV |  | 121EL-VT | 3GB |  | B12 | COMM | CS03 | Z001 | V |  | F | RM | PD | ZABB | HGQ | 3410121000 | PC |  | 1 | CNXIHE4 | [5 empty] | 1 | 0 | PC | 2014-01-16 | 0 | PC
VTS-OT-G3822-2223S | JDZXR22-35C 38.5/V3 0.11/V3 0.11/3 kV |  | 121EL-VT | 3GB |  | B12 | COMM | CS03 | Z001 | V |  | F | RM | PD | ZABB | HGQ | 3410121000 | PC |  | 1 | CNDUYAN | [5 empty] | 1 | 0 | PC | 2018-05-22 | 0 | PC
VTS-OT-G3822-4423S | JDZXR22-35C 38.5/V3 0.11/V3 0.11/3 kV |  | 121EL-VT | 3GB |  | B12 | COMM | CS03 | Z001 | V |  | F | RM | PD | ZABB | HGQ | 3410121000 | PC |  | 1 | CNXIHE4 | [5 empty] | 1 | 0 | PC | 2017-03-23 | 0 | PC
VTS-OT-G3822-8823 | JDZX22-35W 38.5/v3 0.11/v3 0.11/3kV |  | 121EL-VT |  |  | B03 | COMM | CS03 | Z001 | V |  | F | RM | PD | ZABB | HGQ | 3410121000 | PC |  | 1 | CNXIHE4 | [5 empty] | 1 | 0 | PC | 2017-04-24 | 0 | PC
VTS-OT-G3822-8823S | JDZXR22-35C 38.5/V3 0.11/V3 0.11/3 kV |  | 121EL-VT | 3GB |  | B12 | COMM | CS03 | Z001 | V |  | F | RM | PD | ZABB | HGQ | 3410121000 | PC |  | 1 | CNXIHE4 | [5 empty] | 1 | 0 | PC | 2017-03-04 | 0 | PC
VTS-OT-G38224423S1 | JDZXR22-35C 38.5/V3 0.11/V3 0.11/3 kV |  | 121EL-VT | 3GB |  | B12 | COMM | CS03 | Z001 | V |  | F | RM | PD | ZABB | HGQ | 3410121000 | PC |  | 1 | CNDUYAN | [5 empty] | 1 | 0 | PC | 2018-12-04 | 0 | PC
VTS-OT-G38224423S2 | JDZXR22-35C 38.5/v3 0.11/v3 0.11/3 kV |  | 121EL-VT | 3GB |  | 12H | COMM | CS03 | Z001 | V |  | F | RM | PD | ZABB | HGQ | 3410121000 | PC |  | 1 | CNDUYAN | [5 empty] | 1 | 0 | PC | 2018-12-18 | 0 | PC
VTS-OT-G38228823S1 | JDZXR22-35C 38.5/V3 0.11/V3 0.11/3 kV |  | 121EL-VT |  |  | B03 | COMM | CS03 | Z001 | V |  | F | RM | PD | ZABB | HGQ | 3410121000 | PC |  | 1 | CNXIHE4 | [5 empty] | 1 | 0 | PC | 2017-05-09 | 0 | PC
VTS-OT-G38228823S2 | JDZXR22-35C 38.5/V3 0.11/V3 0.11/3 kV |  | 121EL-VT | 3GB |  | B12 | COMM | CS03 | Z001 | V |  | F | RM | PD | ZABB | HGQ | 3410121000 | PC |  | 1 | CNDUYAN | [5 empty] | 1 | 0 | PC | 2018-03-12 | 0 | PC
VTS-OT-G3824-4423 | JDZX22-35W 38.5/v3 0.11/v3 0.11/v3 kV |  | 121EL-VT | 3GB |  | B12 | COMM | CS03 | Z001 | V |  | F | RM | PD | ZABB | HGQ | 3410121000 | PC |  | 1 | CNDUYAN | [5 empty] | 1 | 0 | PC | 2018-12-18 | 0 | PC
VTS-OT-G3824-4423S | JDZXR22-35C 38.5/v3 0.11/v3 0.11/v3 kV |  | 121EL-VT |  |  | 129 | COMM | CS03 | Z001 | V |  | F | RM | PD | ZABB | HGQ | 3410121000 | PC |  | 1 | CNDUYAN | [5 empty] | 1 | 0 | PC | 2018-12-18 | 0 | PC
VTS-OT-G4110-2020S | JDZXR23-6 4.16/V3 0.1/V3 kV;30VA/CL0.5 |  | 121EL-VT | 3GB |  | 12H | COMM | CS03 | Z001 | V |  | F | RM | PD | ZABB | HGQ | 3410121000 | PC |  | 1 | CNGELI3 | [5 empty] | 1 | 0 | PC | 2019-01-29 | 0 | PC
VTS-OT-G4111-4423 | JDZX22-6C1 4.16/V3 0.1/V3 0.1/3 kV |  | 121EL-VT | 3GB |  | B12 | COMM | CS03 | Z001 | V |  | F | RM | PD | ZABB | HGQ | 3410121000 | PC |  | 1 | CNGELI3 | [5 empty] | 1 | 0 | PC | 2019-01-29 | 0 | PC
VTS-OT-G4111-L213 | JDZX22-6C1 4.16/√3 0.1/√3 0.1/3kV |  | 121EL-VT |  |  | B03 | COMM | CS03 | Z001 | V |  | F | RM | PD | ZABB | HGQ | 3410121000 | PC |  | 1 | CNDUYAN | [5 empty] | 1 | 0 | PC | 2018-06-14 | 0 | PC
VTS-OT-G4111L213-1 | JDZX22-6C1 4.16/√3 0.1/√3kV 0.1/3kV |  | 121EL-VT | 3GB |  | 12H | COMM | CS03 | Z001 | V |  | F | RM | PD | ZABB | HGQ | 3410121000 | PC |  | 1 | CNDUYAN | [5 empty] | 1 | 0 | PC | 2020-08-26 | 0 | PC
VTS-OT-G4113-4423 | JDZX22-6C1 4.16/v3 0.1/v3 0.1/v3 kV |  | 121EL-VT | 3GB |  | 12H | COMM | CS03 | Z001 | V |  | F | RM | PD | ZABB | HGQ | 3410121000 | PC |  | 1 | CNGELI3 | [5 empty] | 1 | 0 | PC | 2019-08-05 | 0 | PC
VTS-OT-G4120-2010S | JDZXR23-6 4.16kV/root3 : 0.11kV/root3 |  | 121EL-VT | 3GB |  | B12 | COMM | CS03 | Z001 | V |  | F | RM | PD | ZABB | HGQ | 3410121000 | PC |  | 1 | CNDUYAN | [5 empty] | 1 | 0 | PC | 2018-09-07 | 0 | PC
VTS-OT-G4120-4020S | JDZXR22-6C1 4.16kV/root3 : 110V/root3 |  | 121EL-VT | 3GB |  | 12H | COMM | CS03 | Z001 | V |  | F | RM | PD | ZABB | HGQ | 3410121000 | PC |  | 1 | CNGELI3 | [5 empty] | 1 | 0 | PC | 2020-02-19 | 0 | PC
VTS-OT-G4120-5020S | JDZXR22-6C1 4.16/v3 0.11/v3kV 60VA/CL0.5 |  | 121EL-VT | 3GB |  | B12 | COMM | CS03 | Z001 | V |  | F | RM | PD | ZABB | HGQ | 3410121000 | PC |  | 1 | CNXIHE4 | [5 empty] | 1 | 0 | PC | 2014-03-19 | 0 | PC
VTS-OT-G4120-6020S | JDZXR22-6C1 4.16kV/RT3 : 110V/RT3 |  | 121EL-VT | 3GB |  | B12 | COMM | CS03 | Z001 | V |  | F | RM | PD | ZABB | HGQ | 3410121000 | PC |  | 1 | CNGELI3 | [5 empty] | 1 | 0 | PC | 2018-09-30 | 0 | PC
VTS-OT-G41202010S1 | JDZXR22-6C1 4.16kV/RT3:110V/RT3 |  | 121EL-VT | 3GB |  | 12H | COMM | CS03 | Z001 | V |  | F | RM | PD | ZABB | HGQ | 3410121000 | PC |  | 1 | CNSHZHA9 | [5 empty] | 1 | 0 | PC | 2018-11-23 | 0 | PC
VTS-OT-G41204020S1 | JDZXR22-6C1 4.16kV/V3:110/V3 |  | 121EL-VT | 3GB |  | 12H | COMM | CS03 | Z001 | V |  | F | RM | PD | ZABB | HGQ | 3410121000 | PC |  | 1 | CNGELI3 | [5 empty] | 1 | 0 | PC | 2020-02-19 | 0 | PC
VTS-OT-G4122-1123 | JDZX22-10C1 4.16/√3/0.11/√3/0.11/3kV |  | 121EL-VT | 3GB |  | 12H | COMM | CS03 | Z001 | V |  | F | RM | PD | ZABB | HGQ | 3410121000 | PC |  | 1 | CNJISU10 | [5 empty] | 1 | 0 | PC | 2021-10-11 | 0 | PC
VTS-OT-G4122-4423S | JDZXR23-6 4.16/v3 0.11/v3 0.11/3 kV W.T |  | 121EL-VT | 3GB |  | B12 | COMM | CS03 | Z001 | V |  | F | RM | PD | ZABB | HGQ | 3410121000 | PC |  | 1 | T_GUIHUA_YE | [5 empty] | 1 | 0 | PC | 2015-01-23 | 0 | PC
VTS-OT-G41224423S1 | JDZXR22-6C1 4.16/v3 0.11/v3 0.11/3 kV |  | 121EL-VT | 3GB |  | B12 | COMM | CS03 | Z001 | V |  | F | RM | PD | ZABB | HGQ | 3410121000 | PC |  | 1 | CNXIHE4 | [5 empty] | 1 | 0 | PC | 2016-03-24 | 0 | PC
VTS-OT-G4124-2223S | JDZXR22-10C1 4.16/V3:0.11/V3:0.11/V3 |  | 121EL-VT |  |  | 129 | COMM | CS03 | Z001 | V |  | F | RM | PD | ZABB | HGQ | 3410121000 | PC |  | 1 | CNJOCHE21 | [5 empty] | 1 | 0 | PC | 2021-08-25 | 0 | PC
VTS-OT-G4130-1020 | JDZX22-10C1 4.16/√3/0.12/√3kV 0.5 15V |  | 121EL-VT | 3GB |  | 12H | COMM | CS03 | Z001 | V |  | F | RM | PD | ZABB | HGQ | 3410121000 | PC |  | 1 | CNDUYAN | [5 empty] | 1 | 0 | PC | 2020-12-15 | 0 | PC
VTS-OT-G4130-1020S | JDZXR22-10C1 4.16/√3/0.12/√3kV 0.5 15V |  | 121EL-VT |  |  | 129 | COMM | CS03 | Z001 | V |  | F | RM | PD | ZABB | HGQ | 3410121000 | PC |  | 1 | CNDUYAN | [5 empty] | 1 | 0 | PC | 2020-12-11 | 0 | PC
VTS-OT-G4130-20B0S | JDZXR22-10C1 4.16/V3:0.12/V3 |  | 121EL-VT |  |  | 129 | COMM | CS03 | Z001 | V |  | F | RM | PD | ZABB | HGQ | 3410121000 | PC |  | 1 | CNJOCHE21 | [5 empty] | 1 | 0 | PC | 2021-08-26 | 0 | PC
VTS-OT-G4130-20C0S | JDZXR22-6C1 4.16/v3:0.12/v3 |  | 121EL-VT | 3GB |  | 12H | COMM | CS03 | Z001 | V |  | F | RM | PD | ZABB | HGQ | 3410121000 | PC |  | 1 | CNJISU10 | [5 empty] | 1 | 0 | PC | 2021-10-21 | 0 | PC
VTS-OT-G4130-4020S | JDZXR23-6 4.16/v3 0.12/v3 kV CL0.5/50VA |  | 121EL-VT | 3GB |  | B12 | COMM | CS03 | Z001 | V |  | F | RM | PD | ZABB | HGQ | 3410121000 | PC |  | 1 | T_GUIHUA_YE | [5 empty] | 1 | 0 | PC | 2015-08-03 | 0 | PC
VTS-OT-G4130-8020S | JDZXR23-6 4.16kV/root3 : 0.12kV/root3 |  | 121EL-VT |  |  | B03 | COMM | CS03 | Z001 | V |  | F | RM | PD | ZABB | HGQ | 3410121000 | PC |  | 1 | CNDUYAN | [5 empty] | 1 | 0 | PC | 2018-03-19 | 0 | PC
VTS-OT-G4137-1123S | JDZXR22-6C1 4.16/v3 0.12/v3 0.12/3kV |  | 121EL-VT | 3GB |  | B12 | COMM | CS03 | Z001 | V |  | F | RM | PD | ZABB | HGQ | 3410121000 | PC |  | 1 | CNXIHE4 | [5 empty] | 1 | 0 | PC | 2014-02-28 | 0 | PC
VTS-OT-G4137-4020S | JDZXR22-6C1 4.16/v3 120V/v3 kV CL0.5/50V |  | 121EL-VT | 3GB |  | 12H | COMM | CS03 | Z001 | V |  | F | RM | PD | ZABB | HGQ | 3410121000 | PC |  | 1 | CNXIHE4 | [5 empty] | 1 | 0 | PC | 2017-05-09 | 0 | PC
VTS-OT-G4137-LH13 | JDZX22-6C1 4.16/√3/0.12/√3/0.12/3kV |  | 121EL-VT | 3GB |  | 12H | COMM | CS03 | Z001 | V |  | F | RM | PD | ZABB | HGQ | 3410121000 | PC |  | 1 | CNDUYAN | [5 empty] | 1 | 0 | PC | 2020-10-19 | 0 | PC
VTS-OT-G4137-LH13S | JDZXR23-6 4.16/√3/0.12/√3/0.12/3kV |  | 121EL-VT | 3GB |  | 12H | COMM | CS03 | Z001 | V |  | F | RM | PD | ZABB | HGQ | 3410121000 | PC |  | 1 | CNDUYAN | [5 empty] | 1 | 0 | PC | 2020-10-19 | 0 | PC
VTS-OT-G4139-1123S | JDZXR22-6C1 4.16/v3 0.12/v3 0.12/v3kV |  | 121EL-VT |  |  | B03 | COMM | CS03 | Z001 | V |  | F | RM | PD | ZABB | HGQ | 3410121000 | PC |  | 1 | CNXIHE4 | [5 empty] | 1 | 0 | PC | 2014-04-24 | 0 | PC
VTS-OT-G4139-2213S | JDZXR22-10C1 4.16/V3:0.12/V3:0.12/V3 |  | 121EL-VT |  |  | 129 | COMM | CS03 | Z001 | V |  | F | RM | PD | ZABB | HGQ | 3410121000 | PC |  | 1 | CNJOCHE21 | [5 empty] | 1 | 0 | PC | 2021-08-26 | 0 | PC
VTS-OT-G4139-LH13 | JDZX22-6C1 4.16/√3/0.12/√3/0.12/√3kV |  | 121EL-VT | 3GB |  | 12H | COMM | CS03 | Z001 | V |  | F | RM | PD | ZABB | HGQ | 3410121000 | PC |  | 1 | CNDUYAN | [5 empty] | 1 | 0 | PC | 2020-10-09 | 0 | PC
VTS-OT-G4139LH13-1 | JDZXR23-6 4.16/√3/0.12/√3/0.12/√3kV |  | 121EL-VT | 3GB |  | 12H | COMM | CS03 | Z001 | V |  | F | RM | PD | ZABB | HGQ | 3410121000 | PC |  | 1 | CNDUYAN | [5 empty] | 1 | 0 | PC | 2020-10-09 | 0 | PC
VTS-OT-G413I-4423 | JDZX22-6C1 4.16kV/v3 0.12/v3 0.12kV |  | 121EL-VT | 3GB |  | B12 | COMM | CS03 | Z001 | V |  | F | RM | PD | ZABB | HGQ | 3410121000 | PC |  | 1 | CNDUYAN | [5 empty] | 1 | 0 | PC | 2018-08-07 | 0 | PC
VTS-OT-G413I-4423S | JDZXR23-6 4.16kV/v3 0.12/v3 0.12kV |  | 121EL-VT | 3GB |  | B12 | COMM | CS03 | Z001 | V |  | F | RM | PD | ZABB | HGQ | 3410121000 | PC |  | 1 | CNDUYAN | [5 empty] | 1 | 0 | PC | 2018-08-07 | 0 | PC
VTS-OT-G417C-442BS | JDZXR23-6 4.16kV/root3:0.115kV/root3:0.1 |  | 121EL-VT | 3GB |  | B12 | COMM | CS03 | Z001 | V |  | F | RM | PD | ZABB | HGQ | 3410121000 | PC |  | 1 | CNDUYAN | [5 empty] | 1 | 0 | PC | 2018-03-22 | 0 | PC
VTS-OT-G4180-4020S | JDZXR22-6C1 4.16/v3 0.115/v3 kV |  | 121EL-VT | 3GB |  | 12H | COMM | CS03 | Z001 | V |  | F | RM | PD | ZABB | HGQ | 3410121000 | PC |  | 1 | CNDUYAN | [5 empty] | 1 | 0 | PC | 2020-11-10 | 0 | PC
VTS-OT-G4190-4020S | JDZXR23-6 4.16/v3 0.23/v3 kV |  | 121EL-VT | 3GB |  | B12 | COMM | CS03 | Z001 | V |  | F | RM | PD | ZABB | HGQ | 3410121000 | PC |  | 1 | CNXIHE4 | [5 empty] | 1 | 0 | PC | 2017-12-11 | 0 | PC
VTS-OT-G4199-222FS | JDZXR22-10C1 4.16/V3:0.24/V3:0.12/V3 |  | 121EL-VT |  |  | 129 | COMM | CS03 | Z001 | V |  | F | RM | PD | ZABB | HGQ | 3410121000 | PC |  | 1 | CNJOCHE21 | [5 empty] | 1 | 0 | PC | 2021-08-25 | 0 | PC
VTS-OT-G4199-223CS | JDZXR22-10C1 4.16/V3:0.24/V3 1 30VA |  | 121EL-VT |  |  | 129 | COMM | CS03 | Z001 | V |  | F | RM | PD | ZABB | HGQ | 3410121000 | PC |  | 1 | CNJOCHE21 | [5 empty] | 1 | 0 | PC | 2021-08-27 | 0 | PC
VTS-OT-G4199-I219S | JDZXR23-6 4.16/v3 0.23/v3 0.23/v3 kV |  | 121EL-VT | 3GB |  | B12 | COMM | CS03 | Z001 | V |  | F | RM | PD | ZABB | HGQ | 3410121000 | PC |  | 1 | CNXIHE4 | [5 empty] | 1 | 0 | PC | 2017-12-26 | 0 | PC
VTS-OT-G4210-4020S | JDZXR26-20 22/v3 0.1/v3 kV |  | 121EL-VT | 3GB |  | B12 | COMM | CS03 | Z001 | V |  | F | RM | PD | ZABB | HGQ | 3410121000 | PC |  | 1 | CNXIHE4 | [5 empty] | 1 | 0 | PC | 2017-03-30 | 0 | PC
VTS-OT-G4210-8030S | JDZXR26-20 22/ √3 / 0.11/√3 kV |  | 121EL-VT | 3GB |  | 12H | COMM | CS03 | Z001 | V |  | F | RM | PD | ZABB | HGQ | 3410121000 | PC |  | 1 | CNJOCHE21 | [5 empty] | 1 | 0 | PC | 2021-06-15 | 0 | PC
VTS-OT-G4211-2213S | JDZXR26-20 22/V3 / 0.1/V3 / 0.1/3kV |  | 121EL-VT |  |  | B03 | COMM | CS03 | Z001 | V |  | F | RM | PD | ZABB | HGQ | 3410121000 | PC |  | 1 | CNXIHE4 | [5 empty] | 1 | 0 | PC | 2016-11-25 | 0 | PC
VTS-OT-G4211-2413S | JDZXR26-20 22/v3 0.1/v3 0.1/3 kV |  | 121EL-VT | 3GB |  | B12 | COMM | CS03 | Z001 | V |  | F | RM | PD | ZABB | HGQ | 3410121000 | PC |  | 1 | T_GUIHUA_YE | [5 empty] | 1 | 0 | PC | 2016-03-16 | 0 | PC
VTS-OT-G4211-4423 | JDZX26-20 22/V3 / 0.1/V3 / 0.1/3kV |  | 121EL-VT |  |  | B03 | COMM | CS03 | Z001 | V |  | F | RM | PD | ZABB | HGQ | 3410121000 | PC |  | 1 | CNXIHE4 | [5 empty] | 1 | 0 | PC | 2016-11-25 | 0 | PC
VTS-OT-G4212-2213S | JDZXR26-20 22/v3 0.1/v3 0.1/v3 kV |  | 121EL-VT |  |  | B03 | COMM | CS03 | Z001 | V |  | F | RM | PD | ZABB | HGQ | 3410121000 | PC |  | 1 | CNXIHE4 | [5 empty] | 1 | 0 | PC | 2017-11-21 | 0 | PC
VTS-OT-G4213-2213S | JDZXR26-20 22/V3 / 0.1/V3 / 0.1/V3kV |  | 121EL-VT | 3GB |  | B12 | COMM | CS03 | Z001 | V |  | F | RM | PD | ZABB | HGQ | 3410121000 | PC |  | 1 | CNXIHE4 | [5 empty] | 1 | 0 | PC | 2016-11-25 | 0 | PC
VTS-OT-G4213-4423 | JDZX26-20 22/V3 / 0.1/V3 / 0.1/V3kV |  | 121EL-VT | 3GB |  | B12 | COMM | CS03 | Z001 | V |  | F | RM | PD | ZABB | HGQ | 3410121000 | PC |  | 1 | CNXIHE4 | [5 empty] | 1 | 0 | PC | 2016-11-25 | 0 | PC
VTS-OT-G4213-4423S | JDZXR26-20 22000/v3 100/v3 100/3V |  | 121EL-VT | 3GB |  | B12 | COMM | CS03 | Z001 | V |  | F | RM | PD | ZABB | HGQ | 3410121000 | PC |  | 1 | CNXIHE4 | [5 empty] | 1 | 0 | PC | 2016-11-08 | 0 | PC
VTS-OT-G42132213S1 | JDZXR26-20 22/v3 0.1/v3 0.1/v3 kV |  | 121EL-VT | 3GB |  | 12H | COMM | CS03 | Z001 | V |  | F | RM | PD | ZABB | HGQ | 3410121000 | PC |  | 1 | CNXIHE4 | [5 empty] | 1 | 0 | PC | 2017-11-01 | 0 | PC
VTS-OT-G42134423S1 | JDZXR26-20 22/V3 / 0.1/V3 / 0.1/V3kV |  | 121EL-VT | 3GB |  | B12 | COMM | CS03 | Z001 | V |  | F | RM | PD | ZABB | HGQ | 3410121000 | PC |  | 1 | CNXIHE4 | [5 empty] | 1 | 0 | PC | 2016-12-02 | 0 | PC
VTS-OT-G4220-1080 | JDZX26-20 22/V3 : 0.11/V3 |  | 121EL-VT | 3GB |  | 12H | COMM | CS03 | Z001 | V |  | F | RM | PD | ZABB | HGQ | 3410121000 | PC |  | 1 | CNJOCHE21 | [5 empty] | 1 | 0 | PC | 2020-12-25 | 0 | PC
VTS-OT-G4220-2010S | JDZXR26-20 22/v3 0.11/v3 kV,30VA/0.2 |  | 121EL-VT | 3GB |  | 12H | COMM | CS03 | Z001 | V |  | F | RM | PD | ZABB | HGQ | 3410121000 | PC |  | 1 | CNDUYAN | [5 empty] | 1 | 3 | PC | 2020-09-07 | 0 | PC
VTS-OT-G4220-2020S | JDZXR26-20 22/v3 0.11/v3 kV,30VA/CL0.5 |  | 121EL-VT | 3GB |  | 12H | COMM | CS03 | Z001 | V |  | F | RM | PD | ZABB | HGQ | 3410121000 | PC |  | 1 | CNXIHE4 | [5 empty] | 1 | 0 | PC | 2017-12-04 | 0 | PC
VTS-OT-G4220-2080S | JDZXR26-20 22/V3 0.11/V3kV 30VA/3P |  | 121EL-VT | 3GB |  | 12H | COMM | CS03 | Z001 | V |  | F | RM | PD | ZABB | HGQ | 3410121000 | PC |  | 1 | CNDUYAN | [5 empty] | 1 | 0 | PC | 2018-10-22 | 0 | PC
VTS-OT-G4220-4010S | JDZXR26-20 22/V3 0.11/V3kV |  | 121EL-VT | 3GB |  | B12 | COMM | CS03 | Z001 | V |  | F | RM | PD | ZABB | HGQ | 3410121000 | PC |  | 1 | CNXIHE4 | [5 empty] | 1 | 0 | PC | 2017-07-26 | 0 | PC
VTS-OT-G4220-4020 | JDZX26-20 22/v3 0.11/v3 kV 50VA/CL0.5 |  | 121EL-VT | 3GB |  | 12H | COMM | CS03 | Z001 | V |  | F | RM | PD | ZABB | HGQ | 3410121000 | PC |  | 1 | CNDUYAN | [5 empty] | 1 | 0 | PC | 2018-12-18 | 0 | PC
VTS-OT-G4220-4020S | JDZXR26-20 22/v3 0.11/v3 kV 50VA/CL0.5 |  | 121EL-VT | 3GB |  | 12H | COMM | CS03 | Z001 | V |  | F | RM | PD | ZABB | HGQ | 3410121000 | PC |  | 1 | CNDUYAN | [5 empty] | 1 | 0 | PC | 2018-12-18 | 0 | PC
VTS-OT-G4220-40A0 | JDZX26-20 22/√3/0.11/√3kV 0.5M&1P 50VA |  | 121EL-VT |  |  | 129 | COMM | CS03 | Z001 | V |  | F | RM | PD | ZABB | HGQ | 3410121000 | PC |  | 1 | CNJOCHE21 | [5 empty] | 1 | 0 | PC | 2021-03-23 | 0 | PC
VTS-OT-G4220-6020S | JDZXR26-20 22kV/RT3 : 110V/RT3 |  | 121EL-VT | 3GB |  | B12 | COMM | CS03 | Z001 | V |  | F | RM | PD | ZABB | HGQ | 3410121000 | PC |  | 1 | CNGELI3 | [5 empty] | 1 | 0 | PC | 2018-10-11 | 0 | PC
VTS-OT-G4220-8020S | JDZXR26-20 22/v3 0.11/v3kV |  | 121EL-VT | 3GB |  | 12H | COMM | CS03 | Z001 | V |  | F | RM | PD | ZABB | HGQ | 3410121000 | PC |  | 1 | CNXIHE4 | [5 empty] | 1 | 0 | PC | 2017-09-27 | 0 | PC
VTS-OT-G4220-8030 | JDZX26-20 22/V3:0.11/V3 1.0 100VA |  | 121EL-VT | 3GB |  | 12H | COMM | CS03 | Z001 | V |  | F | RM | PD | ZABB | HGQ | 3410121000 | PC |  | 1 | CNJOCHE21 | [5 empty] | 1 | 0 | PC | 2021-02-01 | 0 | PC
VTS-OT-G4220-8030S | JDZXR26-20 22/V3 0.11/V3kV 1,100VA |  | 121EL-VT | 3GB |  | B12 | COMM | CS03 | Z001 | V |  | F | RM | PD | ZABB | HGQ | 3410121000 | PC |  | 1 | CNXIHE4 | [5 empty] | 1 | 0 | PC | 2017-08-08 | 0 | PC
VTS-OT-G4220-H080 | JDZX26-20 22/v3 0.11/v3 kV |  | 121EL-VT | 3GB |  | 12H | COMM | CS03 | Z001 | V |  | F | RM | PD | ZABB | HGQ | 3410121000 | PC |  | 1 | CNGELI3 | [5 empty] | 1 | 0 | PC | 2019-04-10 | 0 | PC
VTS-OT-G4220-H080S | JDZXR26-20 22/V3 0.11/V3 kV 25VA/3P |  | 121EL-VT | 3GB |  | B12 | COMM | CS03 | Z001 | V |  | F | RM | PD | ZABB | HGQ | 3410121000 | PC |  | 1 | CNDUYAN | [5 empty] | 1 | 0 | PC | 2018-11-28 | 0 | PC
VTS-OT-G4220-I030 | JDZX26-20 22/v3 0.11/v3 kV,20VA/3P |  | 121EL-VT | 3GB |  | B12 | COMM | CS03 | Z001 | V |  | F | RM | PD | ZABB | HGQ | 3410121000 | PC |  | 1 | CNDUYAN | [5 empty] | 1 | 0 | PC | 2018-05-14 | 0 | PC
VTS-OT-G4220-I080S | JDZXR26-20 22/V3 0.11/V3 kV |  | 121EL-VT | 3GB |  | 12H | COMM | CS03 | Z001 | V |  | F | RM | PD | ZABB | HGQ | 3410121000 | PC |  | 1 | CNJOCHE21 | [5 empty] | 1 | 0 | PC | 2020-09-30 | 0 | PC
VTS-OT-G4222-1123S | JDZXR26-20 22/V3:0.11/V3 0.5, 15VA |  | 121EL-VT | 3GB |  | 12H | COMM | CS03 | Z001 | V |  | F | RM | PD | ZABB | HGQ | 3410121000 | PC |  | 1 | CNJISU10 | [5 empty] | 1 | 0 | PC | 2022-04-06 | 0 | PC
VTS-OT-G4222-2228S | JDZXR26-20 22/V3:0.11/V3：0.11/V3 |  | 121EL-VT | 3GB |  | 12H | COMM | CS03 | Z001 | V |  | F | RM | PD | ZABB | HGQ | 3410121000 | PC |  | 1 | CNDUYAN | [5 empty] | 1 | 0 | PC | 2020-07-03 | 0 | PC
VTS-OT-G4222-4421S | JDZXR26-20 22/V3 / 0.11/V3 / 0.11/3kV |  | 121EL-VT | 3GB |  | B12 | COMM | CS03 | Z001 | V |  | F | RM | PD | ZABB | HGQ | 3410121000 | PC |  | 1 | CNXIHE4 | [5 empty] | 1 | 0 | PC | 2017-02-09 | 0 | PC
VTS-OT-G4222-4423 | JDZX26-20 22/v3 0.11/v3 0.11/3 kV |  | 121EL-VT | 3GB |  | B12 | COMM | CS03 | Z001 | V |  | F | RM | PD | ZABB | HGQ | 3410121000 | PC |  | 1 | CNDUYAN | [5 empty] | 1 | 0 | PC | 2018-07-25 | 0 | PC
VTS-OT-G4222-4423S | JDZXR26-20 22/V3 0.11/V3 0.11/3 kV |  | 121EL-VT | 3GB |  | 12H | COMM | CS03 | Z001 | V |  | F | RM | PD | ZABB | HGQ | 3410121000 | PC |  | 1 | CNXIHE4 | [5 empty] | 1 | 0 | PC | 2017-04-18 | 0 | PC
VTS-OT-G4222-8421 | JDZX26-20 22/v3 0.11/v3 0.11/3 kV |  | 121EL-VT |  |  | B03 | COMM | CS03 | Z001 | V |  | F | RM | PD | ZABB | HGQ | 3410121000 | PC |  | 1 | CNXIHE4 | [5 empty] | 1 | 0 | PC | 2017-06-26 | 0 | PC
VTS-OT-G4222-8421S | JDZX26-20 22/v3 0.11/v3 0.11/3 kV |  | 121EL-VT | 3GB |  | B12 | COMM | CS03 | Z001 | V |  | F | RM | PD | ZABB | HGQ | 3410121000 | PC |  | 1 | CNXIHE4 | [5 empty] | 1 | 0 | PC | 2017-06-23 | 0 | PC
VTS-OT-G4222-8833 | JDZX26-20 22/v3 0.11/v3 kV 0.11/3kV |  | 121EL-VT |  |  | B03 | COMM | CS03 | Z001 | V |  | F | RM | PD | ZABB | HGQ | 3410121000 | PC |  | 1 | CNXIHE4 | [5 empty] | 1 | 0 | PC | 2017-06-20 | 0 | PC
VTS-OT-G4222-GG23S | JDZXR26-20 22/√3/0.11/√3kV 0.5 40VA |  | 121EL-VT | 3GB |  | 12H | COMM | CS03 | Z001 | V |  | F | RM | PD | ZABB | HGQ | 3410121000 | PC |  | 1 | CNJISU10 | [5 empty] | 1 | 0 | PC | 2022-01-27 | 0 | PC
VTS-OT-G4222-HH23S | JDZXR26-20 22/v3 0.11/v3 0.11/3 kV |  | 121EL-VT | 3GB |  | B12 | COMM | CS03 | Z001 | V |  | F | RM | PD | ZABB | HGQ | 3410121000 | PC |  | 1 | T_GUIHUA_YE | [5 empty] | 1 | 0 | PC | 2015-08-25 | 0 | PC
VTS-OT-G4222-II23S | JDZXR26-20 22kV/root3 : 110V/root3 : 110 |  | 121EL-VT | 3GB |  | B12 | COMM | CS03 | Z001 | V |  | F | RM | PD | ZABB | HGQ | 3410121000 | PC |  | 1 | CNDUYAN | [5 empty] | 1 | 0 | PC | 2018-09-06 | 0 | PC
VTS-OT-G4222-M423S | JDZXR26-20 22kV/RT3 : 110V/RT3 : 110V/3 |  | 121EL-VT | 3GB |  | B12 | COMM | CS03 | Z001 | V |  | F | RM | PD | ZABB | HGQ | 3410121000 | PC |  | 1 | CNGELI3 | [5 empty] | 1 | 0 | PC | 2018-10-11 | 0 | PC
VTS-OT-G4224-1123S | JDZXR26-20 22:V3:0.11/V3:0.11/V3kV |  | 121EL-VT | 3GB |  | 12H | COMM | CS03 | Z001 | V |  | F | RM | PD | ZABB | HGQ | 3410121000 | PC |  | 1 | CNJOCHE21 | [5 empty] | 1 | 0 | PC | 2021-04-02 | 0 | PC
VTS-OT-G4224-112B | JDZX26-20 22/v3 0.11/v3 0.11/V3 kV |  | 121EL-VT | 3GB |  | 12H | COMM | CS03 | Z001 | V |  | F | RM | PD | ZABB | HGQ | 3410121000 | PC |  | 1 | CNSHZHA9 | [5 empty] | 1 | 0 | PC | 2018-11-21 | 0 | PC
VTS-OT-G4224-2213S | JDZXR26-20 22/v3 0.11/v3 0.11/v3 kV |  | 121EL-VT | 3GB |  | B12 | COMM | CS03 | Z001 | V |  | F | RM | PD | ZABB | HGQ | 3410121000 | PC |  | 1 | CNXIHE4 | [5 empty] | 1 | 0 | PC | 2017-11-01 | 0 | PC
VTS-OT-G4224-2223S | JDZXR26-20 22/v3 0.11/v3 0.11/v3 kV |  | 121EL-VT | 3GB |  | 12H | COMM | CS03 | Z001 | V |  | F | RM | PD | ZABB | HGQ | 3410121000 | PC |  | 1 | CNDUYAN | [5 empty] | 1 | 0 | PC | 2018-06-01 | 0 | PC
VTS-OT-G4224-4423 | JDZX26-20 22/V3 0.11/V3 0.11/V3 |  | 121EL-VT |  |  | 129 | COMM | CS03 | Z001 | V |  | F | RM | PD | ZABB | HGQ | 3410121000 | PC |  | 1 | CNDUYAN | [5 empty] | 1 | 0 | PC | 2020-09-16 | 0 | PC
VTS-OT-G4224-4423S | JDZXR26-20 22/V3 / 0.11/V3 / 0.11/V3kV |  | 121EL-VT | 3GB |  | 12H | COMM | CS03 | Z001 | V |  | F | RM | PD | ZABB | HGQ | 3410121000 | PC |  | 1 | CNXIHE4 | [5 empty] | 1 | 0 | PC | 2017-12-08 | 0 | PC
VTS-OT-G4224-442B | JDZX26-20 22kV/RT3 : 110V/RT3 : 110V/RT3 |  | 121EL-VT | 3GB |  | 12H | COMM | CS03 | Z001 | V |  | F | RM | PD | ZABB | HGQ | 3410121000 | PC |  | 1 | CNGELI3 | [5 empty] | 1 | 0 | PC | 2019-06-14 | 0 | PC
VTS-OT-G4224-449FS | JDZXR26-20 22/v3:0.11/v3:0.11/v3 kV |  | 121EL-VT | 3GB |  | 12H | COMM | CS03 | Z001 | V |  | F | RM | PD | ZABB | HGQ | 3410121000 | PC |  | 1 | CNXIHE4 | [5 empty] | 1 | 0 | PC | 2017-01-20 | 0 | PC
VTS-OT-G4224-44AGS | JDZXR26-20 22/√3 kV,0.11/√3,0.11/√3kV |  | 121EL-VT | 3GB |  | B12 | COMM | CS03 | Z001 | V |  | F | RM | PD | ZABB | HGQ | 3410121000 | PC |  | 1 | CNDUYAN | [5 empty] | 1 | 0 | PC | 2018-04-02 | 0 | PC
VTS-OT-G4224-4H23S | JDZXR26-20 22/v3 0.11/v3 0.11/v3 kV |  | 121EL-VT | 3GB |  | B12 | COMM | CS03 | Z001 | V |  | F | RM | PD | ZABB | HGQ | 3410121000 | PC |  | 1 | CNDUYAN | [5 empty] | 1 | 0 | PC | 2018-12-18 | 0 | PC
VTS-OT-G4224-823CS | JDZXR26-20 22/v3 0.11/v3 0.11/v3kV |  | 121EL-VT | 3GB |  | 12H | COMM | CS03 | Z001 | V |  | F | RM | PD | ZABB | HGQ | 3410121000 | PC |  | 1 | CNDUYAN | [5 empty] | 1 | 0 | PC | 2020-11-27 | 0 | PC
VTS-OT-G4224-HH23S | JDZXR26-20 22/v3 0.11/v3 0.11/v3 kV |  | 121EL-VT | 3GB |  | 12H | COMM | CS03 | Z001 | V |  | F | RM | PD | ZABB | HGQ | 3410121000 | PC |  | 1 | CNDUYAN | [5 empty] | 1 | 0 | PC | 2018-12-18 | 0 | PC
VTS-OT-G4224-II23S | JDZX26-20 22/v3 0.11/v3 0.11/v3 kV |  | 121EL-VT | 3GB |  | B12 | COMM | CS03 | Z001 | V |  | F | RM | PD | ZABB | HGQ | 3410121000 | PC |  | 1 | CNDUYAN | [5 empty] | 1 | 0 | PC | 2018-06-01 | 0 | PC
VTS-OT-G4224-L223S | JDZXR26-20 22/v3 0.11/v3 0.11/v3 kV |  | 121EL-VT | 3GB |  | 12H | COMM | CS03 | Z001 | V |  | F | RM | PD | ZABB | HGQ | 3410121000 | PC |  | 1 | CNDUYAN | [5 empty] | 1 | 0 | PC | 2018-10-22 | 0 | PC
VTS-OT-G4224-LH23S | JDZXR26-20 22/v3 0.11/v3 0.11/v3 kV |  | 121EL-VT | 3GB |  | 12H | COMM | CS03 | Z001 | V |  | F | RM | PD | ZABB | HGQ | 3410121000 | PC |  | 1 | CNGELI3 | [5 empty] | 1 | 0 | PC | 2019-04-10 | 0 | PC
VTS-OT-G42242223S | JDZXR26-20 22 kV/V3 :0.11kV/V3 0.5 30VA |  | 121EL-VT | 3GB |  | 12H | COMM | CS03 | Z001 | V |  | F | RM | PD | ZABB | HGQ | 3410121000 | PC |  | 1 | CNJOCHE21 | [5 empty] | 1 | 0 | PC | 2021-08-25 | 0 | PC
VTS-OT-G42244423S1 | JDZXR26-20 22/v3 0.11/v3 0.11/v3 kV |  | 121EL-VT | 3GB |  | 12H | COMM | CS03 | Z001 | V |  | F | RM | PD | ZABB | HGQ | 3410121000 | PC |  | 1 | CNDUYAN | [5 empty] | 1 | 0 | PC | 2018-05-14 | 0 | PC
VTS-OT-G4224449FS1 | JDZXR26-20 22/v3:0.11/v3:0.11/v3 kV |  | 121EL-VT | 3GB |  | 12H | COMM | CS03 | Z001 | V |  | F | RM | PD | ZABB | HGQ | 3410121000 | PC |  | 1 | CNXIHE4 | [5 empty] | 1 | 0 | PC | 2017-01-20 | 0 | PC
VTS-OT-G4224II23S1 | JDZXR26-20 22/V3:0.11/V3:0.11/V3 |  | 121EL-VT | 3GB |  | 12H | COMM | CS03 | Z001 | V |  | F | RM | PD | ZABB | HGQ | 3410121000 | PC |  | 1 | CNGELI3 | [5 empty] | 1 | 0 | PC | 2020-04-07 | 0 | PC
VTS-OT-G4224LH23S1 | JDZXR26-20 22/V3 0.11/V3 kV 0.11/V3 kV |  | 121EL-VT | 3GB |  | 12H | COMM | CS03 | Z001 | V |  | F | RM | PD | ZABB | HGQ | 3410121000 | PC |  | 1 | CNJOCHE21 | [5 empty] | 1 | 0 | PC | 2020-09-30 | 0 | PC
VTS-OT-G4280-2020S | JDZXR26-20 22/√3/0.115/√3kV |  | 121EL-VT | 3GB |  | 12H | COMM | CS03 | Z001 | V |  | F | RM | PD | ZABB | HGQ | 3410121000 | PC |  | 1 | CNJOCHE21 | [5 empty] | 1 | 0 | PC | 2021-08-06 | 0 | PC
VTS-OT-G4310-2020S | JDZXR23-10 13.2/√3 0.1/√3 kV，30VA/CL0.5 |  | 121EL-VT | 3GB |  | B12 | COMM | CS03 | Z001 | V |  | F | RM | PD | ZABB | HGQ | 3410121000 | PC |  | 1 | CNDUYAN | [5 empty] | 1 | 0 | PC | 2018-05-11 | 0 | PC
VTS-OT-G4311-2813 | JDZX22-10C1 13.2/√3 0.1/√3 0.1/3kV |  | 121EL-VT | 3GB |  | B12 | COMM | CS03 | Z001 | V |  | F | RM | PD | ZABB | HGQ | 3410121000 | PC |  | 1 | CNDUYAN | [5 empty] | 1 | 0 | PC | 2018-04-28 | 0 | PC
VTS-OT-G4322-1123 | JDZX22-10C1 13.2/√3 0.11/√3kV 0.11/3kV |  | 121EL-VT | 3GB |  | 12H | COMM | CS03 | Z001 | V |  | F | RM | PD | ZABB | HGQ | 3410121000 | PC |  | 1 | CNDUYAN | [5 empty] | 1 | 0 | PC | 2020-12-09 | 0 | PC
VTS-OT-G4322-4423S | JDZXR22-10C1 13.2kV/rt3:110V/rt3:110V/3 |  | 121EL-VT | 3GB |  | B12 | COMM | CS03 | Z001 | V |  | F | RM | PD | ZABB | HGQ | 3410121000 | PC |  | 1 | T_GUIHUA_YE | [5 empty] | 1 | 0 | PC | 2015-09-10 | 0 | PC
VTS-OT-G4322-HH13 | JDZX22-10C1 13.2/√3/0.11/√3/0.11/3kV |  | 121EL-VT |  |  | 129 | COMM | CS03 | Z001 | V |  | F | RM | PD | ZABB | HGQ | 3410121000 | PC |  | 1 | CNJISU10 | [5 empty] | 1 | 0 | PC | 2021-12-03 | 0 | PC
VTS-OT-G4322-HH13S | JDZXR22-10C1 13.2/√3/0.11/√3/0.11/3kV |  | 121EL-VT | 3GB |  | 12H | COMM | CS03 | Z001 | V |  | F | RM | PD | ZABB | HGQ | 3410121000 | PC |  | 1 | CNJOCHE21 | [5 empty] | 1 | 0 | PC | 2021-12-21 | 0 | PC
VTS-OT-G43224423-1 | JDZX22-10C1 13.2/√3/0.11/√3kV/0.11/3kV |  | 121EL-VT |  |  | 129 | COMM | CS03 | Z001 | V |  | F | RM | PD | ZABB | HGQ | 3410121000 | PC |  | 1 | CNJOCHE21 | [5 empty] | 1 | 0 | PC | 2021-02-07 | 0 | PC
VTS-OT-G4330-I010S | JDZXR22-10C1 13.2kV/rt3:120V/rt3 |  | 121EL-VT | 3GB |  | 12H | COMM | CS03 | Z001 | V |  | F | RM | PD | ZABB | HGQ | 3410121000 | PC |  | 1 | CNDUYAN | [5 empty] | 1 | 0 | PC | 2020-09-08 | 0 | PC
VTS-OT-G4330-L020S | JDZXR22-10C1 13.2/v3 0.12/v3 kV |  | 121EL-VT | 3GB |  | 12H | COMM | CS03 | Z001 | V |  | F | RM | PD | ZABB | HGQ | 3410121000 | PC |  | 1 | CNGELI3 | [5 empty] | 1 | 0 | PC | 2019-11-27 | 0 | PC
VTS-OT-G4337-1113S | JDZXR22-10C1 13.2/v3¦0.12/v3¦0.12/3kV |  | 121EL-VT | 3GB |  | 12H | COMM | CS03 | Z001 | V |  | F | RM | PD | ZABB | HGQ | 3410121000 | PC |  | 1 | CNDUYAN | [5 empty] | 1 | 0 | PC | 2020-05-18 | 0 | PC
VTS-OT-G4337-RR13S | JDZXR22-10C1 13.2/v3 0.12/v3 0.12/v3kV |  | 121EL-VT |  |  | 129 | COMM | CS03 | Z001 | V |  | F | RM | PD | ZABB | HGQ | 3410121000 | PC |  | 1 | CNSHZHA9 | [5 empty] | 1 | 0 | PC | 2020-02-09 | 0 | PC
VTS-OT-G4339-LL13 | JDZX22-10C1 13.2/v3 0.12/v3 0.12/v3kV |  | 121EL-VT | 3GB |  | 12H | COMM | CS03 | Z001 | V |  | F | RM | PD | ZABB | HGQ | 3410121000 | PC |  | 1 | CNJOCHE21 | [5 empty] | 1 | 0 | PC | 2021-08-06 | 0 | PC
VTS-OT-G4339-LL13S | JDZXR22-10C1 13.2/v3 0.12/v3 0.12/v3 |  | 121EL-VT | 3GB |  | B12 | COMM | CS03 | Z001 | V |  | F | RM | PD | ZABB | HGQ | 3410121000 | PC |  | 1 | CNXIHE4 | [5 empty] | 1 | 0 | PC | 2017-09-25 | 0 | PC
VTS-OT-G4339-LL23S | JDZXR24-10 13.2/v3 0.12/v3 0.12/v3 |  | 121EL-VT | 3GB |  | B12 | COMM | CS03 | Z001 | V |  | F | RM | PD | ZABB | HGQ | 3410121000 | PC |  | 1 | CNXIHE4 | [5 empty] | 1 | 0 | PC | 2017-09-28 | 0 | PC
VTS-OT-G4339LL13S1 | JDZXR23-10 13.2/v3 0.12/v3 0.12/v3 |  | 121EL-VT |  |  | B03 | COMM | CS03 | Z001 | V |  | F | RM | PD | ZABB | HGQ | 3410121000 | PC |  | 1 | CNXIHE4 | [5 empty] | 1 | 0 | PC | 2017-09-25 | 0 | PC
VTS-OT-G4360-4010S | JDZXR26-20 13.2/v3 0.208/v3 kV;50VA/0.2 |  | 121EL-VT | 3GB |  | B12 | COMM | CS03 | Z001 | V |  | F | RM | PD | ZABB | HGQ | 3410121000 | PC |  | 1 | CNDUYAN | [5 empty] | 1 | 0 | PC | 2018-04-20 | 0 | PC
VTS-OT-G438C-LL23S | JDZXR23-10 13.2/v3 0.115/v3 0.115/v3kV |  | 121EL-VT | 3GB |  | 12H | COMM | CS03 | Z001 | V |  | F | RM | PD | ZABB | HGQ | 3410121000 | PC |  | 1 | CNGELI3 | [5 empty] | 1 | 0 | PC | 2019-10-21 | 0 | PC
VTS-OT-G4410-4020S | JDZXR23-10 13.8/v3 0.1/v3 50VA/CL0.5 |  | 121EL-VT |  |  | B03 | COMM | CS03 | Z001 | V |  | F | RM | PD | ZABB | HGQ | 3410121000 | PC |  | 1 | CNXIHE4 | [5 empty] | 1 | 0 | PC | 2016-05-19 | 0 | PC
VTS-OT-G4410-8020S | JDZXR23-10 13.8/v3 0.1/v3kV,100VA/CL0.5 |  | 121EL-VT | 3GB |  | B12 | COMM | CS03 | Z001 | V |  | F | RM | PD | ZABB | HGQ | 3410121000 | PC |  | 1 | CNXIHE4 | [5 empty] | 1 | 0 | PC | 2018-01-22 | 0 | PC
VTS-OT-G4410-8030 | JDZX22-10C1 13.8/v3 0.1/v3 kV,100VA/CL1 |  | 121EL-VT | 3GB |  | B12 | COMM | CS03 | Z001 | V |  | F | RM | PD | ZABB | HGQ | 3410121000 | PC |  | 1 | T_GUIHUA_YE | [5 empty] | 1 | 0 | PC | 2016-01-04 | 0 | PC
VTS-OT-G4410-8030S | JDZXR23-10 13.8/v3 0.1/v3kV;100VA/CL1.0 |  | 121EL-VT | 3GB |  | B12 | COMM | CS03 | Z001 | V |  | F | RM | PD | ZABB | HGQ | 3410121000 | PC |  | 1 | CNDUYAN | [5 empty] | 1 | 0 | PC | 2018-05-07 | 0 | PC
VTS-OT-G4411-2423 | JDZX22-10C1 13.8/v3 0.1/v3 0.1/3kV |  | 121EL-VT | 3GB |  | B12 | COMM | CS03 | Z001 | V |  | F | RM | PD | ZABB | HGQ | 3410121000 | PC |  | 1 | T_GUIHUA_YE | [5 empty] | 1 | 0 | PC | 2015-05-29 | 0 | PC
VTS-OT-G4411-4423 | JDZX22-10C1 13.8/v3 0.1/v3 0.1/3kV |  | 121EL-VT | 3GB |  | B12 | COMM | CS03 | Z001 | V |  | F | RM | PD | ZABB | HGQ | 3410121000 | PC |  | 1 | T_GUIHUA_YE | [5 empty] | 1 | 0 | PC | 2015-05-29 | 0 | PC
VTS-OT-G4411-4423S | JDZXR22-10C1 13.8/v3 0.1/v3 0.1/3kV |  | 121EL-VT | 3GB |  | B12 | COMM | CS03 | Z001 | V |  | F | RM | PD | ZABB | HGQ | 3410121000 | PC |  | 1 | CNXIHE4 | [5 empty] | 1 | 0 | PC | 2017-04-11 | 0 | PC
VTS-OT-G4411-5823 | JDZX22-10C1G-N 13.8/v3 0.1/v3 0.1/3kV |  | 121EL-VT | 3GB |  | B12 | COMM | CS03 | Z001 | V |  | F | RM | PD | ZABB | HGQ | 3410121000 | PC |  | 1 | CNXIHE4 | [5 empty] | 1 | 0 | PC | 2018-01-22 | 0 | PC
VTS-OT-G4411-HH13 | JDZX22-35W 13.8/V3:0.1/V3:0.1/3 kV |  | 121EL-VT | 3GB |  | B12 | COMM | CS03 | Z001 | V |  | F | RM | PD | ZABB | HGQ | 3410121000 | PC |  | 1 | CNXIHE4 | [5 empty] | 1 | 0 | PC | 2013-05-27 | 0 | PC
VTS-OT-G4411-HH13S | JDZXR22-35C 13.8/V3:0.1/V3:0.1/3 kV 25VA |  | 121EL-VT | 3GB |  | B12 | COMM | CS03 | Z001 | V |  | F | RM | PD | ZABB | HGQ | 3410121000 | PC |  | 1 | T_GUIHUA_YE | [5 empty] | 1 | 0 | PC | 2013-05-28 | 0 | PC
VTS-OT-G44114423-1 | JDZX22-10C1 13.8/v3 0.1/v3 0.1/3kV |  | 121EL-VT | 3GB |  | B12 | COMM | CS03 | Z001 | V |  | F | RM | PD | ZABB | HGQ | 3410121000 | PC |  | 1 | CNXIHE4 | [5 empty] | 1 | 0 | PC | 2017-04-11 | 0 | PC
VTS-OT-G4420-4020S | JDZXR22-10C1 13.8/v3 0.11/v3 kV 50VA/CL0 |  | 121EL-VT | 3GB |  | B12 | COMM | CS03 | Z001 | V |  | F | RM | PD | ZABB | HGQ | 3410121000 | PC |  | 1 | CNXIHE4 | [5 empty] | 1 | 0 | PC | 2016-03-24 | 0 | PC
VTS-OT-G4420-4030S | JDZXR22-10C1 13.8/v3 0.11/v3 kV |  | 121EL-VT | 3GB |  | 12H | COMM | CS03 | Z001 | V |  | F | RM | PD | ZABB | HGQ | 3410121000 | PC |  | 1 | CNGELI3 | [5 empty] | 1 | 0 | PC | 2019-07-24 | 0 | PC
VTS-OT-G4420-8030 | JDZX23-10 13.8/v3 0.11/v3kV 100VA/CL1.0 |  | 121EL-VT |  |  | B03 | COMM | CS03 | Z001 | V |  | F | RM | PD | ZABB | HGQ | 3410121000 | PC |  | 1 | CNXIHE4 | [5 empty] | 1 | 0 | PC | 2014-04-22 | 0 | PC
VTS-OT-G4420-8030S | JDZXR23-10 13.8/v3 0.11/v3kV,100VA/CL1.0 |  | 121EL-VT |  |  | B03 | COMM | CS03 | Z001 | V |  | F | RM | PD | ZABB | HGQ | 3410121000 | PC |  | 1 | CNXIHE4 | [5 empty] | 1 | 0 | PC | 2014-04-22 | 0 | PC
VTS-OT-G4420-H010S | JDZXR22-10C1 13.8/√3/0.11/√3kV |  | 121EL-VT | 3GB |  | 12H | COMM | CS03 | Z001 | V |  | F | RM | PD | ZABB | HGQ | 3410121000 | PC |  | 1 | CNGELI3 | [5 empty] | 1 | 0 | PC | 2020-01-15 | 0 | PC
VTS-OT-G4420-I010S | JDZXR22-10C1 13.8/v3 0.11/v3 kV |  | 121EL-VT |  |  | 129 | COMM | CS03 | Z001 | V |  | F | RM | PD | ZABB | HGQ | 3410121000 | PC |  | 1 | CNGELI3 | [5 empty] | 1 | 0 | PC | 2019-02-26 | 0 | PC
VTS-OT-G4420-L010S | JDZXR22-10C1 13.8/v3 0.11/v3 kV |  | 121EL-VT | 3GB |  | B12 | COMM | CS03 | Z001 | V |  | F | RM | PD | ZABB | HGQ | 3410121000 | PC |  | 1 | CNXIHE4 | [5 empty] | 1 | 0 | PC | 2016-12-05 | 0 | PC
VTS-OT-G44208030-1 | JDZX22-10C1 13.8/v3 0.11/v3kV |  | 121EL-VT | 3GB |  | B12 | COMM | CS03 | Z001 | V |  | F | RM | PD | ZABB | HGQ | 3410121000 | PC |  | 1 | CNXIHE4 | [5 empty] | 1 | 0 | PC | 2017-08-25 | 0 | PC
VTS-OT-G44208030S1 | JDZXR23-10 13.8/v3 0.11/v3kV |  | 121EL-VT | 3GB |  | B12 | COMM | CS03 | Z001 | V |  | F | RM | PD | ZABB | HGQ | 3410121000 | PC |  | 1 | CNXIHE4 | [5 empty] | 1 | 0 | PC | 2017-08-25 | 0 | PC
VTS-OT-G44208030S2 | JDZXR23-10 13.8/v3 0.11/v3kV,100VA/CL1.0 |  | 121EL-VT | 3GB |  | 12H | COMM | CS03 | Z001 | V |  | F | RM | PD | ZABB | HGQ | 3410121000 | PC |  | 1 | CNDUYAN | [5 empty] | 1 | 0 | PC | 2018-12-05 | 0 | PC
VTS-OT-G4422-1123 | JDZX22-10C1 13.8/√3/0.11/√3kV 0.5 15VA |  | 121EL-VT | 3GB |  | 12H | COMM | CS03 | Z001 | V |  | F | RM | PD | ZABB | HGQ | 3410121000 | PC |  | 1 | CNJOCHE21 | [5 empty] | 1 | 0 | PC | 2020-10-16 | 0 | PC
VTS-OT-G4422-1133S | JDZXR22-10C1 13.8/v3 0.11/v3 0.11/3 kV W |  | 121EL-VT | 3GB |  | B12 | COMM | CS03 | Z001 | V |  | F | RM | PD | ZABB | HGQ | 3410121000 | PC |  | 1 | T_GUIHUA_YE | [5 empty] | 1 | 0 | PC | 2015-07-06 | 0 | PC
VTS-OT-G4422-2233S | JDZXR22-10C1 13.8/v3 0.11/v3 0.11/3 kV W |  | 121EL-VT | 3GB |  | B12 | COMM | CS03 | Z001 | V |  | F | RM | PD | ZABB | HGQ | 3410121000 | PC |  | 1 | T_GUIHUA_YE | [5 empty] | 1 | 0 | PC | 2015-07-06 | 0 | PC
VTS-OT-G4422-2413S | JDZXR22-10C1 13.8/v3 0.11/v3 0.11/3 kV |  | 121EL-VT | 3GB |  | B12 | COMM | CS03 | Z001 | V |  | F | RM | PD | ZABB | HGQ | 3410121000 | PC |  | 1 | T_GUIHUA_YE | [5 empty] | 1 | 0 | PC | 2015-09-17 | 0 | PC
VTS-OT-G4422-4423 | JDZX22-10C1 13.8/√3¦0.11/√3¦0.11/3kV |  | 121EL-VT | 3GB |  | B12 | COMM | CS03 | Z001 | V |  | F | RM | PD | ZABB | HGQ | 3410121000 | PC |  | 1 | CNXIHE4 | [5 empty] | 1 | 0 | PC | 2016-07-26 | 0 | PC
VTS-OT-G4422-4423S | JDZXR22-10C1 13.8/v3 0.11/v3 0.11/3 kV |  | 121EL-VT | 3GB |  | 12H | COMM | CS03 | Z001 | V |  | F | RM | PD | ZABB | HGQ | 3410121000 | PC |  | 1 | T_GUIHUA_YE | [5 empty] | 1 | 0 | PC | 2015-08-13 | 0 | PC
VTS-OT-G4422-4433 | JDZX23-10 13.8/v3 0.11/v3 0.11/3kV |  | 121EL-VT |  |  | B03 | COMM | CS03 | Z001 | V |  | F | RM | PD | ZABB | HGQ | 3410121000 | PC |  | 1 | CNXIHE4 | [5 empty] | 1 | 0 | PC | 2018-01-10 | 0 | PC
VTS-OT-G4422-4433S | JDZXR23-10 13.8/v3 0.11/v3 0.11/3kV |  | 121EL-VT | 3GB |  | B12 | COMM | CS03 | Z001 | V |  | F | RM | PD | ZABB | HGQ | 3410121000 | PC |  | 1 | CNDUYAN | [5 empty] | 1 | 0 | PC | 2018-03-01 | 0 | PC
VTS-OT-G4422-8823S | JDZXR26-20 13.8/v3 0.11/v3 0.11/3kV |  | 121EL-VT | 3GB |  | B12 | COMM | CS03 | Z001 | V |  | F | RM | PD | ZABB | HGQ | 3410121000 | PC |  | 1 | CNGELI3 | [5 empty] | 1 | 0 | PC | 2019-02-25 | 0 | PC
VTS-OT-G4422-HH13 | JDZX22-10C1 13.8/v3 0.11/v3 0.11/3 kV |  | 121EL-VT | 3GB |  | 12H | COMM | CS03 | Z001 | V |  | F | RM | PD | ZABB | HGQ | 3410121000 | PC |  | 1 | CNGELI3 | [5 empty] | 1 | 0 | PC | 2020-03-10 | 0 | PC
VTS-OT-G4422-HH13S | JDZXR22-10C1 13.8/v3 0.11/v3 0.11/3 kV |  | 121EL-VT |  |  | 129 | COMM | CS03 | Z001 | V |  | F | RM | PD | ZABB | HGQ | 3410121000 | PC |  | 1 | CNGELI3 | [5 empty] | 1 | 0 | PC | 2020-03-05 | 0 | PC
VTS-OT-G4422-I413S | JDZXR22-10C1 13.8/v3 0.11/v3 kV 0.11/3kV |  | 121EL-VT | 3GB |  | 12H | COMM | CS03 | Z001 | V |  | F | RM | PD | ZABB | HGQ | 3410121000 | PC |  | 1 | CNGELI3 | [5 empty] | 1 | 0 | PC | 2019-04-04 | 0 | PC
VTS-OT-G44222413S1 | JDZXR22-10C1 13.8/v3 0.11/v3 0.11/3 kV |  | 121EL-VT | 3GB |  | B12 | COMM | CS03 | Z001 | V |  | F | RM | PD | ZABB | HGQ | 3410121000 | PC |  | 1 | CNDUYAN | [5 empty] | 1 | 0 | PC | 2018-03-01 | 0 | PC
VTS-OT-G44224423S1 | JDZXR22-10C1 13.8/v3 0.11/v3 0.11/3 kV |  | 121EL-VT | 3GB |  | B12 | COMM | CS03 | Z001 | V |  | F | RM | PD | ZABB | HGQ | 3410121000 | PC |  | 1 | T_GUIHUA_YE | [5 empty] | 1 | 0 | PC | 2016-03-16 | 0 | PC
VTS-OT-G44224423S2 | JDZXR22-10C1 13.8/v3 0.11/v3 0.11/3kV |  | 121EL-VT | 3GB |  | B12 | COMM | CS03 | Z001 | V |  | F | RM | PD | ZABB | HGQ | 3410121000 | PC |  | 1 | CNDUYAN | [5 empty] | 1 | 0 | PC | 2018-12-14 | 0 | PC
VTS-OT-G44224433S1 | JDZXR22-10C1 13.8/v3 0.11/v3 0.11/3 kV |  | 121EL-VT | 3GB |  | 12H | COMM | CS03 | Z001 | V |  | F | RM | PD | ZABB | HGQ | 3410121000 | PC |  | 1 | CNGELI3 | [5 empty] | 1 | 0 | PC | 2019-07-24 | 0 | PC
VTS-OT-G4424-1113 | JDZX22-10C1 13.8/V3/0.11/V3kV/0.11/V3kV |  | 121EL-VT |  |  | B03 | COMM | CS03 | Z001 | V |  | F | RM | PD | ZABB | HGQ | 3410121000 | PC |  | 1 | CNDUYAN | [5 empty] | 1 | 0 | PC | 2018-05-14 | 0 | PC
VTS-OT-G4424-1113S | JDZXR23-10 13.8/V3/0.11/V3kV/0.11/V3kV |  | 121EL-VT | 3GB |  | B12 | COMM | CS03 | Z001 | V |  | F | RM | PD | ZABB | HGQ | 3410121000 | PC |  | 1 | CNDUYAN | [5 empty] | 1 | 0 | PC | 2018-05-14 | 0 | PC
VTS-OT-G4424-1123S | JDZXR26-20 22/V3:0.11/V3 0.5, 15VA |  | 121EL-VT | 3GD |  | 12H | COMM | CS03 | Z001 | V |  | F | RM | PD | ZABB | HGQ | 3410121000 | PC |  | 1 | CNJISU10 | [5 empty] | 1 | 24 | PC | 2022-04-06 | 0 | PC
VTS-OT-G4424-2223S | JDZXR26-20 22/V3:0.11/V3 0.5, 30VA |  | 121EL-VT | 3GD |  | 12H | COMM | CS03 | Z001 | V |  | F | RM | PD | ZABB | HGQ | 3410121000 | PC |  | 1 | CNJISU10 | [5 empty] | 1 | 9 | PC | 2022-04-06 | 0 | PC
VTS-OT-G4424-4423S | JDZXR22-10C1 13.8/v3 0.11/v3 0.11/v3 kV |  | 121EL-VT |  |  | 129 | COMM | CS03 | Z001 | V |  | F | RM | PD | ZABB | HGQ | 3410121000 | PC |  | 1 | CNJISU10 | [5 empty] | 1 | 0 | PC | 2022-01-14 | 0 | PC
VTS-OT-G4424-4499S | JDZXR26-20, |  | 121EL-VT |  |  | 129 | COMM | CS03 | Z001 | V |  | F | RM | PD | ZABB | HGQ | 3410121000 | PC |  | 1 | CNJISU10 | [5 empty] | 1 | 0 | PC | 2022-04-07 | 0 | PC
VTS-OT-G4424-I113S | JDZXR22-10C1 13.8/v3 0.11/v3 0.11/v3 kV |  | 121EL-VT | 3GB |  | B12 | COMM | CS03 | Z001 | V |  | F | RM | PD | ZABB | HGQ | 3410121000 | PC |  | 1 | CNDUYAN | [5 empty] | 1 | 0 | PC | 2018-03-04 | 0 | PC
VTS-OT-G4424-I123S | JDZXR22-10C1 13.8/v3 0.11/v3 0.11/v3 kV |  | 121EL-VT |  |  | B03 | COMM | CS03 | Z001 | V |  | F | RM | PD | ZABB | HGQ | 3410121000 | PC |  | 1 | CNDUYAN | [5 empty] | 1 | 0 | PC | 2018-03-01 | 0 | PC
VTS-OT-G4424-LL13 | JDZX22-10C1 13.8/v3 0.115/v3 0.115/v3kV |  | 121EL-VT | 3GB |  | B12 | COMM | CS03 | Z001 | V |  | F | RM | PD | ZABB | HGQ | 3410121000 | PC |  | 1 | CNDUYAN | [5 empty] | 1 | 0 | PC | 2018-12-27 | 0 | PC
VTS-OT-G4424-LL13S | JDZXR22-10C1 13.8/v3 0.115/v3 0.115/v3kV |  | 121EL-VT | 3GB |  | B12 | COMM | CS03 | Z001 | V |  | F | RM | PD | ZABB | HGQ | 3410121000 | PC |  | 1 | CNDUYAN | [5 empty] | 1 | 0 | PC | 2018-12-27 | 0 | PC
VTS-OT-G4430-2010S | JDZXR22-10C1 13.8/v3 0.12/v3 |  | 121EL-VT | 3GB |  | B12 | COMM | CS03 | Z001 | V |  | F | RM | PD | ZABB | HGQ | 3410121000 | PC |  | 1 | CNXIHE4 | [5 empty] | 1 | 0 | PC | 2017-08-04 | 0 | PC
VTS-OT-G4430-20C0S | JDZXR26-20 13.8/v3:0.12/v3 |  | 121EL-VT | 3GB |  | 12H | COMM | CS03 | Z001 | V |  | F | RM | PD | ZABB | HGQ | 3410121000 | PC |  | 1 | CNJOCHE21 | [5 empty] | 1 | 0 | PC | 2021-10-19 | 0 | PC
VTS-OT-G4430-4020S | JDZXR23-10 13.8/v3 0.12/v3 50VA/CL0.5 |  | 121EL-VT | 3GB |  | 12H | COMM | CS03 | Z001 | V |  | F | RM | PD | ZABB | HGQ | 3410121000 | PC |  | 1 | CNXIHE4 | [5 empty] | 1 | 0 | PC | 2016-05-19 | 0 | PC
VTS-OT-G4430-4030S | JDZXR22-10C1 13.8 kV/rt3 : 120 V/rt3 |  | 121EL-VT | 3GB |  | B12 | COMM | CS03 | Z001 | V |  | F | RM | PD | ZABB | HGQ | 3410121000 | PC |  | 1 | CNBICHE8 | [5 empty] | 1 | 0 | PC | 2018-06-21 | 0 | PC
VTS-OT-G4437-2413S | JDZXR22-10C1 13.8/v3 0.12/v3 0.12/3 |  | 121EL-VT | 3GB |  | B12 | COMM | CS03 | Z001 | V |  | F | RM | PD | ZABB | HGQ | 3410121000 | PC |  | 1 | CNXIHE4 | [5 empty] | 1 | 0 | PC | 2017-08-04 | 0 | PC
VTS-OT-G4437-4423 | JDZXR22-10C1 13.8/v3 0.12/v3 0.12/3kV |  | 121EL-VT | 3GB |  | 12H | COMM | CS03 | Z001 | V |  | F | RM | PD | ZABB | HGQ | 3410121000 | PC |  | 1 | CNDUYAN | [5 empty] | 1 | 0 | PC | 2020-09-22 | 0 | PC
VTS-OT-G4437-4423S | JDZXR23-10 13.8/v3 0.12/v3 0.12/3 kV |  | 121EL-VT | 3GB |  | 12H | COMM | CS03 | Z001 | V |  | F | RM | PD | ZABB | HGQ | 3410121000 | PC |  | 1 | CNXIHE4 | [5 empty] | 1 | 0 | PC | 2016-05-19 | 0 | PC
VTS-OT-G4437-LL13S | JDZXR23-10 13.8/V3/0.12/V3kV/0.12/3kV |  | 121EL-VT | 3GB |  | 12H | COMM | CS03 | Z001 | V |  | F | RM | PD | ZABB | HGQ | 3410121000 | PC |  | 1 | CNJOCHE21 | [5 empty] | 1 | 0 | PC | 2021-02-20 | 0 | PC
VTS-OT-G4437LL13S1 | JDZXR22-10C1 13.8/V3/0.12/V3kV/0.12/3kV |  | 121EL-VT | 3GB |  | 12H | COMM | CS03 | Z001 | V |  | F | RM | PD | ZABB | HGQ | 3410121000 | PC |  | 1 | CNJOCHE21 | [5 empty] | 1 | 0 | PC | 2021-02-20 | 0 | PC
VTS-OT-G4439-L123 | JDZX22-10C1 13.8/V3:0.12/V3 0.12/V3 |  | 121EL-VT | 3GB |  | 12H | COMM | CS03 | Z001 | V |  | F | RM | PD | ZABB | HGQ | 3410121000 | PC |  | 1 | CNDUYAN | [5 empty] | 1 | 0 | PC | 2020-05-13 | 0 | PC
VTS-OT-G4439-LL13S | JDZXR26-20 13.8/V3 0.12/V3 0.12/ V3 kV |  | 121EL-VT | 3GB |  | 12H | COMM | CS03 | Z001 | V |  | F | RM | PD | ZABB | HGQ | 3410121000 | PC |  | 1 | CNGELI3 | [5 empty] | 1 | 0 | PC | 2019-08-29 | 0 | PC
VTS-OT-G4439-LL23 | JDZX22-10C1 13.8/√3/0.12/√3/0.12/√3kV |  | 121EL-VT | 3GB |  | 12H | COMM | CS03 | Z001 | V |  | F | RM | PD | ZABB | HGQ | 3410121000 | PC |  | 1 | CNJOCHE21 | [5 empty] | 1 | 0 | PC | 2021-11-15 | 0 | PC
VTS-OT-G4439-LL23S | JDZXR23-10 13.8/√3/0.12/√3/0.12/√3kV |  | 121EL-VT | 3GB |  | 12H | COMM | CS03 | Z001 | V |  | F | RM | PD | ZABB | HGQ | 3410121000 | PC |  | 1 | CNJOCHE21 | [5 empty] | 1 | 0 | PC | 2021-11-15 | 0 | PC
VTS-OT-G4488-HH11 | JDZX22-35W 13.8/v3 0.115/v3 0.115/3kV |  | 121EL-VT | 3GB |  | 12H | COMM | CS03 | Z001 | V |  | F | RM | PD | ZABB | HGQ | 3410121000 | PC |  | 1 | CNDUYAN | [5 empty] | 1 | 0 | PC | 2020-05-14 | 0 | PC
VTS-OT-G448C-1113 | JDZX22-10C1 13.8/√3/0.115/√3/0.115/√3kV |  | 121EL-VT | 3GB |  | 12H | COMM | CS03 | Z001 | V |  | F | RM | PD | ZABB | HGQ | 3410121000 | PC |  | 1 | CNJOCHE21 | [5 empty] | 1 | 0 | PC | 2021-09-09 | 0 | PC
VTS-OT-G448C-1113S | JDZXR22-10C1 13.8/v3 0.115/v3 0.115/v3kV |  | 121EL-VT | 3GB |  | 12H | COMM | CS03 | Z001 | V |  | F | RM | PD | ZABB | HGQ | 3410121000 | PC |  | 1 | CNDUYAN | [5 empty] | 1 | 0 | PC | 2020-08-24 | 0 | PC
VTS-OT-G448C-HH11 | JDZX22-35W 13.8/v3 0.115/v3 0.115/v3kV |  | 121EL-VT |  |  | 129 | COMM | CS03 | Z001 | V |  | F | RM | PD | ZABB | HGQ | 3410121000 | PC |  | 1 | CNDUYAN | [5 empty] | 1 | 0 | PC | 2020-05-13 | 0 | PC
VTS-OT-G448H-LL13S | JDZXR22-10C1 13.8/V3 0.115/V3 0.115/3 kV |  | 121EL-VT | 3GB |  | B12 | COMM | CS03 | Z001 | V |  | F | RM | PD | ZABB | HGQ | 3410121000 | PC |  | 1 | CNSHZHA9 | [5 empty] | 1 | 0 | PC | 2018-08-29 | 0 | PC
VTS-OT-G44GK-1113 | JDZX22-10C1 13.8/√3 0.2/√3 0.2/3kV |  | 121EL-VT | 3GB |  | 12H | COMM | CS03 | Z001 | V |  | F | RM | PD | ZABB | HGQ | 3410121000 | PC |  | 1 | CNGELI3 | [5 empty] | 1 | 0 | PC | 2020-03-10 | 0 | PC
VTS-OT-G44GK-1113S | JDZXR22-10C1 13.8/√3/0.2/√3kV |  | 121EL-VT |  |  | 129 | COMM | CS03 | Z001 | V |  | F | RM | PD | ZABB | HGQ | 3410121000 | PC |  | 1 | CNGELI3 | [5 empty] | 1 | 0 | PC | 2020-03-05 | 0 | PC
VTS-OT-G4822-2413 | JDZX22-35W 44/v3 0.11/v3 0.11/3kV |  | 121EL-VT |  |  | 129 | COMM | CS03 | Z001 | V |  | F | RM | PD | ZABB | HGQ | 3410121000 | PC |  | 1 | CNDUYAN | [5 empty] | 1 | 0 | PC | 2018-12-29 | 0 | PC
VTS-OT-G4822-VY13 | JDZX22-35W 44/v3 0.11/v3 0.11/3kV |  | 121EL-VT | 3GB |  | B12 | COMM | CS03 | Z001 | V |  | F | RM | PD | ZABB | HGQ | 3410121000 | PC |  | 1 | CNXIHE4 | [5 empty] | 1 | 0 | PC | 2016-12-09 | 0 | PC
VTS-OT-G4822-VYC3 | JDZX22-35W 44/v3 0.11/v3 0.11/3kV |  | 121EL-VT | 3GB |  | B12 | COMM | CS03 | Z001 | V |  | F | RM | PD | ZABB | HGQ | 3410121000 | PC |  | 1 | CNXIHE4 | [5 empty] | 1 | 0 | PC | 2017-12-18 | 0 | PC
VTS-OT-G4822-W412 | JDZX22-35W 44/v3 0.11/v3 0.11/3kV |  | 121EL-VT | 3GB |  | 12H | COMM | CS03 | Z001 | V |  | F | RM | PD | ZABB | HGQ | 3410121000 | PC |  | 1 | CNSHZHA9 | [5 empty] | 1 | 0 | PC | 2018-08-31 | 0 | PC
VTS-OT-G4822-WYC3 | JDZX22-35W 44/v3 0.11/v3 0.11/3kV |  | 121EL-VT | 3GB |  | B12 | COMM | CS03 | Z001 | V |  | F | RM | PD | ZABB | HGQ | 3410121000 | PC |  | 1 | CNXIHE4 | [5 empty] | 1 | 0 | PC | 2017-10-15 | 0 | PC
VTS-OT-G4822-X412 | JDZX22-35W 44/v3 0.11/v3 0.11/3kV |  | 121EL-VT | 3GB |  | 12H | COMM | CS03 | Z001 | V |  | F | RM | PD | ZABB | HGQ | 3410121000 | PC |  | 1 | CNSHZHA9 | [5 empty] | 1 | 0 | PC | 2018-08-31 | 0 | PC
VTS-OT-G4822-X413 | JDZX22-35W 44/v3 0.11/v3 0.11/3kV |  | 121EL-VT | 3GB |  | B12 | COMM | CS03 | Z001 | V |  | F | RM | PD | ZABB | HGQ | 3410121000 | PC |  | 1 | CNXIHE4 | [5 empty] | 1 | 0 | PC | 2016-07-20 | 0 | PC
VTS-OT-G4822-XY13 | JDZX22-35W 44/v3 0.11/v3 0.11/3kV |  | 121EL-VT | 3GB |  | B12 | COMM | CS03 | Z001 | V |  | F | RM | PD | ZABB | HGQ | 3410121000 | PC |  | 1 | CNXIHE4 | [5 empty] | 1 | 0 | PC | 2016-09-01 | 0 | PC
VTS-OT-G4822-XYC3 | JDZX22-35W 44/v3 0.11/v3 0.11/3kV |  | 121EL-VT | 3GB |  | B12 | COMM | CS03 | Z001 | V |  | F | RM | PD | ZABB | HGQ | 3410121000 | PC |  | 1 | CNXIHE4 | [5 empty] | 1 | 0 | PC | 2017-12-11 | 0 | PC
VTS-OT-G4822-Y4C3 | JDZX22-35W 44/v3 0.11/v3 0.11/3kV |  | 121EL-VT | 3GB |  | 12H | COMM | CS03 | Z001 | V |  | F | RM | PD | ZABB | HGQ | 3410121000 | PC |  | 1 | CNJOCHE21 | [5 empty] | 1 | 0 | PC | 2021-08-31 | 0 | PC
VTS-OT-G4822-YYC3 | JDZX22-35W 44/v3 0.11/v3 0.11/3kV |  | 121EL-VT | 3GB |  | B12 | COMM | CS03 | Z001 | V |  | F | RM | PD | ZABB | HGQ | 3410121000 | PC |  | 1 | CNXIHE4 | [5 empty] | 1 | 0 | PC | 2017-09-21 | 0 | PC
VTS-OT-G4822VYC3-1 | JDZX22-35W 44/v3 0.11/v3 0.11/3kV |  | 121EL-VT | 3GB |  | 12H | COMM | CS03 | Z001 | V |  | F | RM | PD | ZABB | HGQ | 3410121000 | PC |  | 1 | CNDUYAN | [5 empty] | 1 | 0 | PC | 2018-09-20 | 0 | PC
VTS-OT-G4939-4411S | JDZXR23-35 27.6/v3 0.12/v3 0.12/v3 kV |  | 121EL-VT | 3GB |  | 12H | COMM | CS03 | Z001 | V |  | F | RM | PD | ZABB | HGQ | 3410121000 | PC |  | 1 | CNGELI3 | [5 empty] | 1 | 0 | PC | 2019-12-19 | 0 | PC
VTS-OT-G4939-I411 | JDZX22-35W 27.6/V3 0.12/V3 0.12/V3 kV |  | 121EL-VT | 3GB |  | 12H | COMM | CS03 | Z001 | V |  | F | RM | PD | ZABB | HGQ | 3410121000 | PC |  | 1 | CNGELI3 | [5 empty] | 1 | 0 | PC | 2018-10-30 | 0 | PC
VTS-OT-G4939-II1AS | JDZXR22-35C 27.6/V3 0.12/V3 0.12/V3 kV |  | 121EL-VT | 3GB |  | B12 | COMM | CS03 | Z001 | V |  | F | RM | PD | ZABB | HGQ | 3410121000 | PC |  | 1 | CNXIHE4 | [5 empty] | 1 | 0 | PC | 2017-06-05 | 0 | PC
VTS-OT-G49HI-5511S | JDZXR23-35 27.6/v3 0.12 0.12 kV 50VA/0.2 |  | 121EL-VT | 3GB |  | 12H | COMM | CS03 | Z001 | V |  | F | RM | PD | ZABB | HGQ | 3410121000 | PC |  | 1 | CNJOCHE21 | [5 empty] | 1 | 0 | PC | 2020-05-11 | 0 | PC
VTS-OT-G5011-4823 | JDZXR26-20 22.9kV/rt3 : 0.1kV/rt3 : 0.1k |  | 121EL-VT | 3GB |  | B12 | COMM | CS03 | Z001 | V |  | F | RM | PD | ZABB | HGQ | 3410121000 | PC |  | 1 | CNSHZHA9 |  |  |  |  | / | 1 | 0 | PC | 2018-08-29 | 0 | PC
VTS-OT-G5020-4030S | JDZXR26-20 22.9/v3 0.11/v3 kV |  | 121EL-CT | 3GB |  | 12H | COMM | CS03 | Z001 | V |  | F | RM | PD | ZABB | HGQ | 3410121000 | PC |  | 1 | CNSHCHE22 | [5 empty] | 1 | 0 | PC | 2019-08-03 | 0 | PC
VTS-OT-G5020-8030S | JDZXR26-20 22.9/v3 0.11/v3 kV |  | 121EL-VT | 3GB |  | 12H | COMM | CS03 | Z001 | V |  | F | RM | PD | ZABB | HGQ | 3410121000 | PC |  | 1 | CNJUCHE12 | [5 empty] | 1 | 0 | PC | 2021-07-16 | 0 | PC
VTS-OT-G5022-2223S | JDZXR26-20 22.9/v3 0.11/v3 0.11/3 kV |  | 121EL-VT | 3GB |  | B12 | COMM | CS03 | Z001 | V |  | F | RM | PD | ZABB | HGQ | 3410121000 | PC |  | 1 | CNXIHE4 | [5 empty] | 1 | 0 | PC | 2016-08-19 | 0 | PC
VTS-OT-G5022-II13S | JDZXR26-20 22.9/v3 0.11/v3 0.11/3 kV |  | 121EL-CT | 3GB |  | B03 | COMM | CS03 | Z001 | V |  | F | RM | PD | ZABB | HGQ | 3410121000 | PC |  | 1 | CNSHZEN2 | [5 empty] | 1 | 0 | PC | 2017-03-09 | 0 | PC
VTS-OT-G5024-2223S | JDZXR26-20 22.9/v3 0.11/v3 0.11/v3 kV |  | 121EL-VT | 3GB |  | B12 | COMM | CS03 | Z001 | V |  | F | RM | PD | ZABB | HGQ | 3410121000 | PC |  | 1 | CNXIHE4 | [5 empty] | 1 | 0 | PC | 2016-07-11 | 0 | PC
VTS-OT-G5130-1020 | JDZX22-10C1 4.16/√3/0.12/√3kV 0.5 15V |  | 121EL-VT |  |  | 129 | COMM | CS03 | Z001 | V |  | F | RM | PD | ZABB | HGQ | 3410121000 | PC |  | 1 | CNJOCHE21 | [5 empty] | 1 | 0 | PC | 2020-12-15 | 0 | PC
VTS-OT-G5422-1123 | JDZX22-10C1 7.2/√3/0.11/√3/0.11/3kV |  | 121EL-VT |  |  | 129 | COMM | CS03 | Z001 | V |  | F | RM | PD | ZABB | HGQ | 3410121000 | PC |  | 1 | CNJOCHE21 | [5 empty] | 1 | 0 | PC | 2021-09-15 | 0 | PC
VTS-OT-G5422-4423S | JDZXR22-10C1 7.2/V3 0.11/V3 0.11/3 kV |  | 121EL-VT | 3GB |  | B12 | COMM | CS03 | Z001 | V |  | F | RM | PD | ZABB | HGQ | 3410121000 | PC |  | 1 | CNXIHE4 | [5 empty] | 1 | 0 | PC | 2018-01-03 | 0 | PC
VTS-OT-G5422-H413 | JDZX22-6C1 7.2/v3kV:110/v3V: 110/3V |  | 121EL-VT |  |  | 129 | COMM | CS03 | Z001 | V |  | F | RM | PD | ZABB | HGQ | 3410121000 | PC |  | 1 | CNGELI3 | [5 empty] | 1 | 0 | PC | 2019-05-23 | 0 | PC
VTS-OT-G5422-H413S | JDZXR22-10C1 7.2/V3 0.11/V3 0.11/3 |  | 121EL-VT |  |  | 129 | COMM | CS03 | Z001 | V |  | F | RM | PD | ZABB | HGQ | 3410121000 | PC |  | 1 | CNDUYAN | [5 empty] | 1 | 0 | PC | 2020-11-26 | 0 | PC
VTS-OT-G5424-2423S | JDZXR23-6 7.2/v3 0.11/v3 0.11/v3 kV |  | 121EL-VT | 3GB |  | B12 | COMM | CS03 | Z001 | V |  | F | RM | PD | ZABB | HGQ | 3410121000 | PC |  | 1 | CNXIHE4 | [5 empty] | 1 | 0 | PC | 2016-06-23 | 0 | PC
VTS-OT-G5424-L113 | JDZX22-6C1 7.2/√3/0.11/√3/0.11/√3kV |  | 121EL-VT |  |  | 129 | COMM | CS03 | Z001 | V |  | F | RM | PD | ZABB | HGQ | 3410121000 | PC |  | 1 | CNGELI3 | [5 empty] | 1 | 0 | PC | 2019-06-03 | 0 | PC
VTS-OT-G5424-L113S | JDZXR22-6C1 7.2/√3/0.11/√3/0.11/√3kV |  | 121EL-VT |  |  | 129 | COMM | CS03 | Z001 | V |  | F | RM | PD | ZABB | HGQ | 3410121000 | PC |  | 1 | CNGELI3 | [5 empty] | 1 | 0 | PC | 2019-06-03 | 0 | PC
VTS-OT-G5437-H413S | JDZXR22-10C1 7.2/V3 0.12/V3 0.12/3 |  | 121EL-VT | 3GB |  | 12H | COMM | CS03 | Z001 | V |  | F | RM | PD | ZABB | HGQ | 3410121000 | PC |  | 1 | CNDUYAN | [5 empty] | 1 | 0 | PC | 2020-11-27 | 0 | PC
VTS-OT-G5488-H413S | JDZXR22-6C1 7.2/v3kV:115/v3V: 115/3V |  | 121EL-VT |  |  | 129 | COMM | CS03 | Z001 | V |  | F | RM | PD | ZABB | HGQ | 3410121000 | PC |  | 1 | CNGELI3 | [5 empty] | 1 | 0 | PC | 2019-05-23 | 0 | PC
VTS-OT-G5511-II11 | JDZX22-6C1 2.3/V3:0.1/V3:0.1/3kV |  | 121EL-VT | 3GB |  | 12H | COMM | CS03 | Z001 | V |  | F | RM | PD | ZABB | HGQ | 3410121000 | PC |  | 1 | CNGELI3 | [5 empty] | 1 | 0 | PC | 2020-04-23 | 0 | PC
VTS-OT-G5922-4423 | JDZX22-10C1 11.4/v3 0.11/v3 0.11/3 kV |  | 121EL-VT | 3GB |  | B12 | COMM | CS03 | Z001 | V |  | F | RM | PD | ZABB | HGQ | 3410121000 | PC |  | 1 | CNXIHE4 | [5 empty] | 1 | 0 | PC | 2013-12-13 | 0 | PC
VTS-OT-G5937-8823S | JDZXR23-10 14.4/v3 0.12/v3 0.12/3kV |  | 121EL-VT | 3GB |  | B12 | COMM | CS03 | Z001 | V |  | F | RM | PD | ZABB | HGQ | 3410121000 | PC |  | 1 | CNXIHE4 | [5 empty] | 1 | 0 | PC | 2014-01-16 | 0 | PC
VTS-OT-G6274-LL23S | JDZXR23-10 11.4/v3 0.115/v3 0.115/v3kV |  | 121EL-VT | 3GB |  | 12H | COMM | CS03 | Z001 | V |  | F | RM | PD | ZABB | HGQ | 3410121000 | PC |  | 1 | CNDUYAN | [5 empty] | 1 | 0 | PC | 2018-05-25 | 0 | PC
VTS-OT-G627C-LL23S | JDZXR22-10C1 11.4/v3 0.115/v3 0.115/v3kV |  | 121EL-VT | 3GB |  | B12 | COMM | CS03 | Z001 | V |  | F | RM | PD | ZABB | HGQ | 3410121000 | PC |  | 1 | T_GUIHUA_YE | [5 empty] | 1 | 0 | PC | 2015-01-29 | 0 | PC
VTS-OT-G627CLL23S1 | JDZXR24-10 11.4/v3 0.115/v3 0.115/v3kV |  | 121EL-VT | 3GB |  | B12 | COMM | CS03 | Z001 | V |  | F | RM | PD | ZABB | HGQ | 3410121000 | PC |  | 1 | T_GUIHUA_YE | [5 empty] | 1 | 0 | PC | 2015-01-29 | 0 | PC
VTS-OT-G6322-4423S | JDZXR22-10C1 13/v3 0.11/v3 0.11/3kV |  | 121EL-VT | 3GB |  | B12 | COMM | CS03 | Z001 | V |  | F | RM | PD | ZABB | HGQ | 3410121000 | PC |  | 1 | CNXIHE4 | [5 empty] | 1 | 0 | PC | 2014-09-16 | 0 | PC
VTS-OT-G6922-2223S | JDZXR22-35C 24.9/v3 0.11/v3 0.11/3kV,0.5 |  | 121EL-VT | 3GB |  | B12 | COMM | CS03 | Z001 | V |  | F | RM | PD | ZABB | HGQ | 3410121000 | PC |  | 1 | CNDUYAN | [5 empty] | 1 | 0 | PC | 2018-02-27 | 0 | PC
VTS-OT-G7111-2823S | JDZXR22-35C 37.5/v3 0.1/v3 0.1/3kV |  | 121EL-VT |  |  | 129 | COMM | CS03 | Z001 | V |  | F | RM | PD | ZABB | HGQ | 3410121000 | PC |  | 1 | CNDUYAN | [5 empty] | 1 | 0 | PC | 2018-08-17 | 0 | PC
VTS-OT-G7111-4823S | JDZXR22-35C 37.5/v3 0.1/v3 0.1/3kV |  | 121EL-VT | 3GB |  | B12 | COMM | CS03 | Z001 | V |  | F | RM | PD | ZABB | HGQ | 3410121000 | PC |  | 1 | CNSHZHA9 | [5 empty] | 1 | 0 | PC | 2018-08-20 | 0 | PC
VTS-OT-G7211-4423S | JDZXR22-10C1 5.25/v3 0.1/v3 0.1/3kV |  | 121EL-VT | 3GB |  | 12H | COMM | CS03 | Z001 | V |  | F | RM | PD | ZABB | HGQ | 3410121000 | PC |  | 1 | CNJOCHE21 | [5 empty] | 1 | 0 | PC | 2021-08-12 | 0 | PC
VTS-OT-J3311-2223 | TJP7.1 33/v3¦0.1/v3¦0.1/3kV;0.5/30VA;3P/ |  | 121EL-VT | 3GB |  | S11 | COMM | CS03 | Z001 | V |  | F | RM | PD | ZABB | HGQ | 3410121000 | PC |  | 1 | CNXIHE4 | [5 empty] | 1 | 0 | PC | 2010-04-27 | 0 | PC
VTS-OT-J3311-5521 | TJC 7 33/v3¦0.1/v3¦0.1/3kV;0.5/20VA;6P/2 |  | 121EL-VT | 3GB |  | S11 | COMM | CS03 | Z001 | V |  | F | RM | PD | ZABB | HGQ | 3410121000 | PC |  | 1 | CNXIHE4 | [5 empty] | 1 | 0 | PC | 2010-04-27 | 0 | PC
VTS-OT-J3420-8020 | TJC7.1 34.5/v3¦.11/v3KV 0.5/100VA |  | 121EL-VT | 3GB |  | S11 | COMM | CS03 | Z001 | V |  | F | RM | PD | ZABB | HGQ | 3410121000 | PC |  | 1 | CNXIHE4 | [5 empty] | 1 | 0 | PC | 2009-01-04 | 0 | PC
VTS-OT-J3420-8020S | TJP7.1 34.5/v3¦.11/v3KV 0.5/100VA |  | 121EL-VT | 3GB |  | S11 | COMM | CS03 | Z001 | V |  | F | RM | PD | ZABB | HGQ | 3410121000 | PC |  | 1 | CNXIHE4 | [5 empty] | 1 | 0 | PC | 2009-01-04 | 0 | PC
VTS-OT-J3522-4423S | TJP7.1 35/v3 0.11/v3 0.11/3 kV CL0.5/50 |  | 121EL-VT | 3GB |  | S11 | COMM | CS03 | Z001 | V |  | F | RM | PD | ZABB | HGQ | 3410121000 | PC |  | 1 | CNXIHE4 | [5 empty] | 1 | 0 | PC | 2010-11-03 | 0 | PC
VTS-OT-J4210-4020S | ABB EJF s.r.o. TJP 6.0 22000:v3/100:v3 |  | 121EL-VT |  |  | B03 | COMM | CS03 | Z001 | V |  | F | RM | PD | ZABB | HGQ | 3410121000 | PC |  | 1 | T_GUIHUA_YE | [5 empty] | 1 | 0 | PC | 2012-07-05 | 0 | PC
VTS-OT-J4611-2223S | TJP7.1 30/v3¦0.1/v3¦0.1/3kV;0.5/30VA |  | 121EL-VT | 3GB |  | S11 | COMM | CS03 | Z001 | V |  | F | RM | PD | ZABB | HGQ | 3410121000 | PC |  | 1 | CNXIHE4 | [5 empty] | 1 | 0 | PC | 2010-05-07 | 0 | PC
VTS-OT-J4611-LL2C | TJC 7 30/v3¦0.1/v3¦0.1/v3kV;0.5/10VA;1/1 |  | 121EL-VT | 3GB |  | S11 | COMM | CS03 | Z001 | V |  | F | RM | PD | ZABB | HGQ | 3410121000 | PC |  | 1 | CNXIHE4 | [5 empty] | 1 | 0 | PC | 2010-05-07 | 0 | PC
VTS-OT-T0613-2223S | URED10 6/√3/0.1/√3,0.1/√3KV |  | 121EL-VT | 3GB |  | S52 | COMM | CS03 | Z001 | V |  | F | RM | PD | ZABB | HGQ | 3410121000 | PC |  | 1 | CNJOCHE21 | [5 empty] | 1 | 0 | PC | 2021-07-02 | 0 | PC
VTS-OT-T0613-4823S | URED10 6/√3/0.1/√3,0.1/√3KV |  | 121EL-VT |  |  | 129 | COMM | CS03 | Z001 | V |  | F | RM | PD | ZABB | HGQ | 3410121000 | PC |  | 1 | CNJOCHE21 | [5 empty] | 1 | 0 | PC | 2021-07-02 | 0 | PC
VTS-OT-T0722-4413S | URED2-10 6.6/v3¦.11/v3¦.11/3kV 0.2/3P |  | 121EL | 3GB |  | S52 | COMM | CS03 | Z001 | V |  | F | RM | PD | ZABB | HGQ | 3410121000 | PC |  | 1 | CNXIHE4 | [5 empty] | 1 | 0 | PC | 2008-04-10 | 0 | PC
VTS-OT-T0722-4423S | URED2-10 6.6/v3¦.11/v3¦.11/3kV 0.5/3P |  | 121EL | 3GB |  | S52 | COMM | CS03 | Z001 | V |  | F | RM | PD | ZABB | HGQ | 3410121000 | PC |  | 1 | CNXIHE4 | [5 empty] | 1 | 0 | PC | 2008-04-10 | 0 | PC
VTS-OT-T1011-4893 | URE10 10/v3/0.1/v3/0.1/3KV |  | 121EL-VT |  |  | 129 | COMM | CS03 | Z001 | V |  | F | RM | PD | ZABB | HGQ | 3410121000 | PC |  | 1 | CNJISU10 | [5 empty] | 1 | 0 | PC | 2021-10-14 | 0 | PC
VTS-OT-T1011-5521 | URE10 10/v3 .1/v3 .1/3kV,60VA/0.5,60VA/6 |  | 121EL-VT | 3GB |  | S52 | COMM | CS03 | Z001 | V |  | F | RM | PD | ZABB | HGQ | 3410121000 | PC |  | 1 | CNXIHE4 | [5 empty] | 1 | 0 | PC | 2010-04-28 | 0 | PC
VTS-OT-T3322-8823S | UNED35 33/v3 0.11/v3 0.11/3Kv |  | 121EL-VT | 3GB |  | S52 | COMM | CS03 | Z001 | V |  | F | RM | PD | ZABB | HGQ | 3410121000 | PC |  | 1 | CNGELI3 | [5 empty] | 1 | 0 | PC | 2019-12-19 | 0 | PC
VTS-OT-T3511-4423S | UNED35 35/v3¦.1/v3¦.1/3kV,50VA/0.5,50VA/ |  | 121EL-VT | 3GB |  | S52 | COMM | CS03 | Z001 | V |  | F | RM | PD | ZABB | HGQ | 3410121000 | PC |  | 1 | CNXIHE4 | [5 empty] | 1 | 0 | PC | 2010-06-24 | 0 | PC
VTS-OT-T3622-3813 | UNEW35 36/v3¦.11/v3¦.11/3KV 0.2/3P |  | 121EL | 3GB |  | S52 | COMM | CS03 | Z001 | V |  | F | RM | PD | ZABB | HGQ | 3410121000 | PC |  | 1 | CNXIHE4 | [5 empty] | 1 | 0 | PC | 2008-03-13 | 0 | PC
VTS-OT-T3622-3813S | UNED35 36/v3¦.11/v3¦.11/3KV 0.2/3P |  | 121EL | 3GB |  | S52 | COMM | CS03 | Z001 | V |  | F | RM | PD | ZABB | HGQ | 3410121000 | PC |  | 1 | CNXIHE4 | [5 empty] | 1 | 0 | PC | 2008-03-13 | 0 | PC
VTS-OT-T4130-2020 | URE10 4.16/v3 .12/v3KV CL0.5/30VA |  | 121EL-VT |  |  | B03 | COMM | CS03 | Z001 | V |  | F | RM | PD | ZABB | HGQ | 3410121000 | PC |  | 1 | CNXIHE4 | [5 empty] | 1 | 0 | PC | 2013-03-12 | 0 | PC
VTS-OT-T4137-4823S | URED2-10 4160/v3 120/v3 120/3V 50VA/CL0. |  | 121EL-VT | 3GB |  | S52 | COMM | CS03 | Z001 | V |  | F | RM | PD | ZABB | HGQ | 3410121000 | PC |  | 1 | CNXIHE4 | [5 empty] | 1 | 0 | PC | 2013-03-12 | 0 | PC
VTS-OT-T4211-1413S | URED-20 22/v3 0.1/v3 0.1/3KV 0.2/3P W.TU |  | 121EL-VT | 3GB |  | S52 | COMM | CS03 | Z001 | V |  | F | RM | PD | ZABB | HGQ | 3410121000 | PC |  | 1 | T_GUIHUA_YE | [5 empty] | 1 | 0 | PC | 2013-04-09 | 0 | PC
VTS-OT-T4211-4423S | URED3-20 22/v3 0.1/v3 0.1/3KV 0.5/3P W.T |  | 121EL-VT | 3GB |  | S52 | COMM | CS03 | Z001 | V |  | F | RM | PD | ZABB | HGQ | 3410121000 | PC |  | 1 | T_GUIHUA_YE | [5 empty] | 1 | 0 | PC | 2013-04-09 | 0 | PC
VTS-OT-T4220-1020S | URED-20 22/v3 .11/v3KV 0.5 |  | 121EL-VT | 3GB |  | S52 | COMM | CS03 | Z001 | V |  | F | RM | PD | ZABB | HGQ | 3410121000 | PC |  | 1 | CNGELI3 | [5 empty] | 1 | 0 | PC | 2019-01-18 | 0 | PC
VTS-OT-T4224-II23S | URED3-20 22/v3 .11/v3 .11/v3KV 0.5/3P |  | 121EL-VT | 3GB |  | S52 | COMM | CS03 | Z001 | V |  | F | RM | PD | ZABB | HGQ | 3410121000 | PC |  | 1 | CNGELI3 | [5 empty] | 1 | 0 | PC | 2019-01-18 | 0 | PC
VTS-OT-W4222-4433 | VEG 24-21 22/v3 0.11/v3 0.11/3kV |  | 121EL-VT | 3GB |  | S01 | COMM | CS03 | Z001 | V |  | F | RM | PD | ZABB | HGQ | 3410121000 | PC |  | 1 | CNJISU10 | [5 empty] | 1 | 3 | PC | 2021-12-17 | 0 | PC
VTS-OT-W4222-II8B | VEG 24-20 22/v3 0.11/v3 0.11/3 kV |  | 121EL-VT |  |  | 129 | COMM | CS03 | Z001 | V |  | F | RM | PD | ZABB | HGQ | 3410121000 | PC |  | 1 | CNJOCHE21 | [5 empty] | 1 | 0 | PC | 2022-02-10 | 0 | PC
VTS-OT03104020S-1 | JDZXR22-3C1 3/v3 0.11/v3kV CL0.5/50VA |  | 121EL-VT |  |  | B03 | COMM | CS03 | Z001 | V |  | F | RM | PD | ZABB | HGQ | 3410121000 | PC |  | 1 | CNXIHE4 | [5 empty] | 1 | 0 | PC | 2015-09-21 | 0 | PC
VTS-OT10111224133S | JDZX17-10R 10/v3 .1/v3 .1/v3 .1/3kV |  | 121EL-VT | 3GB |  | 12H | COMM | CS03 | Z001 | V |  | F | RM | PD | ZABB | HGQ | 3410121000 | PC |  | 1 | CNSOLIN2 | [5 empty] | 1 | 0 | PC | 2015-11-09 | 0 | PC
VTS-OT10111244133S | JDZX13-10R 10/v3 .1/v3 .1/v3 .1/3kV |  | 121EL-VT | 3GB |  | 12H | COMM | CS03 | Z001 | V |  | F | RM | PD | ZABB | HGQ | 3410121000 | PC |  | 1 | CNSOLIN2 | [5 empty] | 1 | 0 | PC | 2015-11-09 | 0 | PC
VTS-OT10113244133S | JDZX13-10R 10/v3 .1/v3 .1/v3 .1/v3kV |  | 121EL-VT | 3GB |  | 12H | COMM | CS03 | Z001 | V |  | F | RM | PD | ZABB | HGQ | 3410121000 | PC |  | 1 | CNSOLIN2 | [5 empty] | 1 | 0 | PC | 2015-11-09 | 0 | PC
VTS-OT22224HHH243S | JDZXR26-20 22/V3/0.11/V3kV 0.5 25VA |  | 121EL-VT | 3GB |  | 12H | COMM | CS03 | Z001 | V |  | F | RM | PD | ZABB | HGQ | 3410121000 | PC |  | 1 | CNJOCHE21 | [5 empty] | 1 | 0 | PC | 2021-06-10 | 0 | PC
VTS-OTD03111-4423S | JDZX17-3R 3.15/v3¦.1/v3¦.1/3KV 0.5/50; |  | 121EL-VT |  |  | 12Q | COMM | CS03 | Z001 | V |  | F | RM | PD | ZABB | HGQ | 3410121000 | PC |  | 1 | CNXIHE4 | [5 empty] | 1 | 0 | PC | 2009-08-28 | 0 | PC
VTS-OTD03111-5423S | JDZX17-3R 3.15/v3¦.1/v3¦.1/3KV 0.5/60; |  | 121EL-VT | 3GB |  | 12H | COMM | CS03 | Z001 | V |  | F | RM | PD | ZABB | HGQ | 3410121000 | PC |  | 1 | CNXIHE4 | [5 empty] | 1 | 0 | PC | 2009-08-28 | 0 | PC
VTS-OTD0420-4020S | JDZXR-3C 3.3 kV/rt3 : 110 V/rt3 |  | 121EL-VT | 3GB |  | 12H | COMM | CS03 | Z001 | V |  | F | RM | PD | ZABB | HGQ | 3410121000 | PC |  | 1 | CNJISU10 | [5 empty] | 1 | 0 | PC | 2022-04-18 | 0 | PC
VTS-OTD0420-5020S1 | JDZXR-6C 3.3kV/v3 110V/v3 CL0.5/60VA |  | 121EL-VT |  |  | 129 | COMM | CS03 | Z001 | V |  | F | RM | PD | ZABB | HGQ | 3410121000 | PC |  | 1 | CNJOCHE21 | [5 empty] | 1 | 0 | PC | 2021-07-16 | 0 | PC
VTS-OTD04205020S-1 | JDZXR-3C 3.3/v3 0.11/v3kV 60VA/CL0.5 |  | 121EL-VT | 3GB |  | 12H | COMM | CS03 | Z001 | V |  | F | RM | PD | ZABB | HGQ | 3410121000 | PC |  | 1 | CNXIHE4 | [5 empty] | 1 | 0 | PC | 2014-02-12 | 0 | PC
VTS-OTD04208020S-1 | JDZX11-35W 33/v3 0.11/v3 kV CL0.5, 100VA |  | 121EL-VT |  |  | B03 | COMM | CS03 | Z001 | V |  | F | RM | PD | ZABB | HGQ | 3410121000 | PC |  | 1 | CNXIHE4 | [5 empty] | 1 | 0 | PC | 2012-07-03 | 0 | PC
VTS-OTD0422-2233-1 | JDZX10-3C1 Us=0.11/V3 kV/0.11/3 kV |  | 121EL-VT |  |  | 129 | COMM | CS03 | Z001 | V |  | F | RM | PD | ZABB | HGQ | 3410121000 | PC |  | 1 | CNJOCHE21 | [5 empty] | 1 | 0 | PC | 2021-01-07 | 0 | PC
VTS-OTD0422-4423-1 | JDZX17-6R 3300/v3 110/v3 110/3V 50VA/CL0 |  | 121EL-VT |  |  | B03 | COMM | CS03 | Z001 | V |  | F | RM | PD | ZABB | HGQ | 3410121000 | PC |  | 1 | CNXIHE4 | [5 empty] | 1 | 0 | PC | 2012-05-24 | 0 | PC
VTS-OTD0422-4423-2 | JDZX17-3R 3300/v3 110/v3 110/3V 50VA/CL0 |  | 121EL-VT | 3GB |  | 12H | COMM | CS03 | Z001 | V |  | F | RM | PD | ZABB | HGQ | 3410121000 | PC |  | 1 | CNXIHE4 | [5 empty] | 1 | 0 | PC | 2012-05-28 | 0 | PC
VTS-OTD04222213S-1 | JDZXR-3C Us=0.11/V3 kV/0.11/3 kV |  | 121EL-VT | 3GB |  | 12H | COMM | CS03 | Z001 | V |  | F | RM | PD | ZABB | HGQ | 3410121000 | PC |  | 1 | CNJOCHE21 | [5 empty] | 1 | 0 | PC | 2021-01-22 | 0 | PC
VTS-OTD04222223S-1 | JDZX11-35R 33kV/rt3: 110V/rt3: 110V/3 CL |  | 121EL-VT | 3GB |  | 12H | COMM | CS03 | Z001 | V |  | F | RM | PD | ZABB | HGQ | 3410121000 | PC |  | 1 | CNXIHE4 | [5 empty] | 1 | 0 | PC | 2012-07-11 | 0 | PC
VTS-OTD04222223S-2 | JDZXR-3C 3.3/v3 0.11/v3 0.11/3 kV 0.5/3P |  | 121EL-VT | 3GB |  | 12H | COMM | CS03 | Z001 | V |  | F | RM | PD | ZABB | HGQ | 3410121000 | PC |  | 1 | CNXIHE4 | [5 empty] | 1 | 0 | PC | 2013-05-23 | 0 | PC
VTS-OTD04222II4CC1 | JDZX11-35W 33/v3 0.11/v3 0.11/v3 0.11/3k |  | 121EL-VT | 3GD |  | 12H | COMM | CS03 | Z001 | V |  | F | RM | PD | ZABB | HGQ | 3410121000 | PC |  | 1 | CNJOCHE21 | [5 empty] | 1 | 0 | PC | 2020-12-30 | 0 | PC
VTS-OTD04224423S-1 | JDZXR-3C 3.3/v3 0.11/v3 0.11/3 kV 50VA/ |  | 121EL-VT | 3GB |  | 12H | COMM | CS03 | Z001 | V |  | F | RM | PD | ZABB | HGQ | 3410121000 | PC |  | 1 | CNXIHE4 | [5 empty] | 1 | 0 | PC | 2011-06-01 | 0 | PC
VTS-OTD04224423S-2 | JDZXR-3C 3.3/v3 0.11/v3 0.11/3 kV |  | 121EL-VT | 3GB |  | 12H | COMM | CS03 | Z001 | V |  | F | RM | PD | ZABB | HGQ | 3410121000 | PC |  | 1 | CNXIHE4 | [5 empty] | 1 | 0 | PC | 2012-11-08 | 0 | PC
VTS-OTD04228833S-1 | JDZX17-3R 3.3/v3 0.11/v3 0.11/3 kV |  | 121EL-VT | 3GB |  | 12H | COMM | CS03 | Z001 | V |  | F | RM | PD | ZABB | HGQ | 3410121000 | PC |  | 1 | CNXIHE4 | [5 empty] | 1 | 0 | PC | 2013-06-17 | 0 | PC
VTS-OTD06102020S-1 | JDZXR-6C 6/v3 0.1/v3kV CL0.5/30VA |  | 121EL-VT | 3GB |  | 12H | COMM | CS03 | Z001 | V |  | F | RM | PD | ZABB | HGQ | 3410121000 | PC |  | 1 | CNXIHE4 | [5 empty] | 1 | 0 | PC | 2014-05-06 | 0 | PC
VTS-OTD06102020S-2 | JDZX17-6R 6/v3 0.1/v3kV CL0.5/30VA |  | 121EL-VT | 3GB |  | 12H | COMM | CS03 | Z001 | V |  | F | RM | PD | ZABB | HGQ | 3410121000 | PC |  | 1 | CNXIHE4 | [5 empty] | 1 | 0 | PC | 2014-05-06 | 0 | PC
VTS-OTD0611-2423S1 | JDZXR-6C 6/√3¦0.1/√3kV 0.5 30VA |  | 121EL-VT | 3GB |  | 12H | COMM | CS03 | Z001 | V |  | F | RM | PD | ZABB | HGQ | 3410121000 | PC |  | 1 | CNJOCHE21 | [5 empty] | 1 | 0 | PC | 2021-04-08 | 0 | PC
VTS-OTD06111444223 | JDZX13-6R 6/v3 .1/v3 .1/v3 .1/3kV |  | 121EL-VT | 3GB |  | 12H | COMM | CS03 | Z001 | V |  | F | RM | PD | ZABB | HGQ | 3410121000 | PC |  | 1 | CNXIHE4 | [5 empty] | 1 | 0 | PC | 2012-10-30 | 0 | PC
VTS-OTD06114423S-1 | JDZX17-6R 6/v3¦.1/v3¦.1/3kV 50VA/CL0.5 |  | 121EL-VT | 3GB |  | 12H | COMM | CS03 | Z001 | V |  | F | RM | PD | ZABB | HGQ | 3410121000 | PC |  | 1 | CNXIHE4 | [5 empty] | 1 | 0 | PC | 2010-11-23 | 0 | PC
VTS-OTD06114423S-2 | JDZX17-6R 6/v3 0.1/v3 0.1/3 kV,0.5/3P |  | 121EL-VT | 3GB |  | 12H | COMM | CS03 | Z001 | V |  | F | RM | PD | ZABB | HGQ | 3410121000 | PC |  | 1 | CNXIHE4 | [5 empty] | 1 | 0 | PC | 2013-04-09 | 0 | PC
VTS-OTD06114423S-3 | JDZXR-6C 6/v3 0.1/v3 0.1/3 kV CL 0.5/3P |  | 121EL-VT | 3GB |  | 12H | COMM | CS03 | Z001 | V |  | F | RM | PD | ZABB | HGQ | 3410121000 | PC |  | 1 | CNXIHE4 | [5 empty] | 1 | 0 | PC | 2013-05-17 | 0 | PC
VTS-OTD06114423S-4 | JDZXR-6C 6/v3 0.1/v3 0.1/3 kV 0.5/3P |  | 121EL-VT | 3GB |  | 12H | COMM | CS03 | Z001 | V |  | F | RM | PD | ZABB | HGQ | 3410121000 | PC |  | 1 | CNXIHE4 | [5 empty] | 1 | 0 | PC | 2013-06-25 | 0 | PC
VTS-OTD06114423S-5 | JDZXR-6C 6/v3 0.1/v3 0.1/3kV CL0.5/3P |  | 121EL-VT | 3GB |  | 12H | COMM | CS03 | Z001 | V |  | F | RM | PD | ZABB | HGQ | 3410121000 | PC |  | 1 | CNXIHE4 | [5 empty] | 1 | 0 | PC | 2014-11-07 | 0 | PC
VTS-OTD0620-2020S | JDZXR-6C 6/V3kV,0.11/V3 kV; |  | 121EL-VT | 3GD |  | 12H | COMM | CS03 | Z001 | V |  | F | RM | PD | ZABB | HGQ | 3410121000 | PC |  | 1 | CNJISU10 | [5 empty] | 1 | 0 | PC | 2021-12-03 | 0 | PC
VTS-OTD06202020S-1 | JDZXR-3C 6/v3 0.11/v3kV CL0.5 /30VA |  | 121EL-VT |  |  | B03 | COMM | CS03 | Z001 | V |  | F | RM | PD | ZABB | HGQ | 3410121000 | PC |  | 1 | CNXIHE4 | [5 empty] | 1 | 0 | PC | 2014-01-14 | 0 | PC
VTS-OTD06222223S-1 | JDZXR-6C 6/v3¦.11/v3¦.11/3kV 0.5/3P |  | 121EL-VT | 3GB |  | 12H | COMM | CS03 | Z001 | V |  | F | RM | PD | ZABB | HGQ | 3410121000 | PC |  | 1 | CNXIHE4 | [5 empty] | 1 | 0 | PC | 2009-03-18 | 0 | PC
VTS-OTD06222423S-1 | JDZX17-6R 6/v3 0.11/v3 0.11/3kV 30VA/CL0 |  | 121EL-VT | 3GB |  | 12H | COMM | CS03 | Z001 | V |  | F | RM | PD | ZABB | HGQ | 3410121000 | PC |  | 1 | CNXIHE4 | [5 empty] | 1 | 0 | PC | 2013-03-13 | 0 | PC
VTS-OTD06224423S-1 | JDZXR-6C 6/v3 0.11/v3 0.11/3 kV CL0.5/3P |  | 121EL-VT | 3GB |  | 12H | COMM | CS03 | Z001 | V |  | F | RM | PD | ZABB | HGQ | 3410121000 | PC |  | 1 | CNXIHE4 | [5 empty] | 1 | 0 | PC | 2013-04-18 | 0 | PC
VTS-OTD06224423S-2 | JDZX17-6R 6000/v3 110/v3 110/3V CL0.5/3P |  | 121EL-VT | 3GB |  | 12H | COMM | CS03 | Z001 | V |  | F | RM | PD | ZABB | HGQ | 3410121000 | PC |  | 1 | CNXIHE4 | [5 empty] | 1 | 0 | PC | 2013-05-14 | 0 | PC
VTS-OTD071122G8123 | JDZX17-6R 6.6/v3 .11/v3 .11/v3 .11/3kV |  | 121EL-VT | 3GB |  | 12H | COMM | CS03 | Z001 | V |  | F | RM | PD | ZABB | HGQ | 3410121000 | PC |  | 1 | CNXIHE4 | [5 empty] | 1 | 0 | PC | 2013-01-16 | 0 | PC
VTS-OTD0720-4020 | JDZX10-6C1 6.6/v3/0.11/v3kV 50VA/CL0.5 |  | 121EL-VT | 3GB |  | 12H | COMM | CS03 | Z001 | V |  | F | RM | PD | ZABB | HGQ | 3410121000 | PC |  | 1 | CNJISU10 | [5 empty] | 1 | 0 | PC | 2021-09-23 | 0 | PC
VTS-OTD0720-8030 | JDZX10-6C1 6.6/V3/0.11/V3 kV,1.0/100VA |  | 121EL-VT | 3GB |  | 12H | COMM | CS03 | Z001 | V |  | F | RM | PD | ZABB | HGQ | 3410121000 | PC |  | 1 | CNJISU10 | [5 empty] | 1 | 0 | PC | 2021-09-26 | 0 | PC
VTS-OTD07204020S-1 | JDZXR-6C 6.6/v3 0.11/v3 kV 50VA/CL0.5 |  | 121EL-VT | 3GB |  | 12H | COMM | CS03 | Z001 | V |  | F | RM | PD | ZABB | HGQ | 3410121000 | PC |  | 1 | CNXIHE4 | [5 empty] | 1 | 0 | PC | 2011-05-23 | 0 | PC
VTS-OTD07204020S-2 | JDZXR-6C 6.6/v3 0.11/v3 kV 50VA/CL0.5 W. |  | 121EL-VT | 3GB |  | 12H | COMM | CS03 | Z001 | V |  | F | RM | PD | ZABB | HGQ | 3410121000 | PC |  | 1 | T_GUIHUA_YE | [5 empty] | 1 | 0 | PC | 2012-08-21 | 0 | PC
VTS-OTD07204020S-3 | JDZXR-6C 6.6/v3 0.11/v3 kV 50VA/CL0.5 |  | 121EL-VT | 3GB |  | 12H | COMM | CS03 | Z001 | V |  | F | RM | PD | ZABB | HGQ | 3410121000 | PC |  | 1 | CNXIHE4 | [5 empty] | 1 | 0 | PC | 2012-09-28 | 0 | PC
VTS-OTD07204020S-4 | JDZX17-6R 6.6/v3 0.11/v3kV, 50VA/CL0.5 |  | 121EL-VT | 3GB |  | 12H | COMM | CS03 | Z001 | V |  | F | RM | PD | ZABB | HGQ | 3410121000 | PC |  | 1 | CNXIHE4 | [5 empty] | 1 | 0 | PC | 2014-06-03 | 0 | PC
VTS-OTD07204020S-5 | JDZX17-6R 6.6/v3 0.11/v3kV 50VA/CL 0.5 |  | 121EL-VT | 3GB |  | 12H | COMM | CS03 | Z001 | V |  | F | RM | PD | ZABB | HGQ | 3410121000 | PC |  | 1 | CNXIHE4 | [5 empty] | 1 | 0 | PC | 2014-06-27 | 0 | PC
VTS-OTD07204020S-6 | JDZX13-6R 6.6/v3 0.11/v3kV 50VA/CL 0.5 |  | 121EL-VT | 3GB |  | 12H | COMM | CS03 | Z001 | V |  | F | RM | PD | ZABB | HGQ | 3410121000 | PC |  | 1 | CNXIHE4 | [5 empty] | 1 | 0 | PC | 2014-06-27 | 0 | PC
VTS-OTD07204080S-1 | JDZXR-6C 6.6/v3 0.11/v3 kV 50VA/3P |  | 121EL-VT | 3GB |  | 12H | COMM | CS03 | Z001 | V |  | F | RM | PD | ZABB | HGQ | 3410121000 | PC |  | 1 | CNXIHE4 | [5 empty] | 1 | 0 | PC | 2011-06-15 | 0 | PC
VTS-OTD07204080S-2 | JDZXR-6C 6.6/v3 0.11/v3 kV 50VA/3P |  | 121EL-VT | 3GB |  | 12H | COMM | CS03 | Z001 | V |  | F | RM | PD | ZABB | HGQ | 3410121000 | PC |  | 1 | CNXIHE4 | [5 empty] | 1 | 0 | PC | 2011-08-12 | 0 | PC
VTS-OTD07204080S-3 | JDZXR-6C 6.6/v3 0.11/v3 kV 50VA/3P |  | 121EL-VT | 3GB |  | 12H | COMM | CS03 | Z001 | V |  | F | RM | PD | ZABB | HGQ | 3410121000 | PC |  | 1 | CNXIHE4 | [5 empty] | 1 | 0 | PC | 2011-08-19 | 0 | PC
VTS-OTD07204080S-4 | JDZXR-6C 6.6/v3 0.11/v3 kV 50VA/CL3P |  | 121EL-VT | 3GB |  | 12H | COMM | CS03 | Z001 | V |  | F | RM | PD | ZABB | HGQ | 3410121000 | PC |  | 1 | T_GUIHUA_YE | [5 empty] | 1 | 0 | PC | 2012-08-08 | 0 | PC
VTS-OTD07205020S-1 | JDZXR-6C 6.6/v3 0.11/v3 kV W.TUBE |  | 121EL-VT | 3GB |  | 12H | COMM | CS03 | Z001 | V |  | F | RM | PD | ZABB | HGQ | 3410121000 | PC |  | 1 | T_GUIHUA_YE | [5 empty] | 1 | 0 | PC | 2012-03-06 | 0 | PC
VTS-OTD07205020S-2 | JDZXR-6C 6.6/v3 0.11/v3 kV W.TUBE |  | 121EL-VT | 3GB |  | 12H | COMM | CS03 | Z001 | V |  | F | RM | PD | ZABB | HGQ | 3410121000 | PC |  | 1 | T_GUIHUA_YE | [5 empty] | 1 | 0 | PC | 2012-03-06 | 0 | PC
VTS-OTD07205020S-3 | JDZXR-6C 6600/v3 110/v3 , 60VA/CL0.5 |  | 121EL-VT | 3GB |  | 12H | COMM | CS03 | Z001 | V |  | F | RM | PD | ZABB | HGQ | 3410121000 | PC |  | 1 | CNXIHE4 | [5 empty] | 1 | 0 | PC | 2013-04-11 | 0 | PC
VTS-OTD07208030S-1 | JDZXR-6C 6.6/v3 0.11/v3 100VA/CL1.0 |  | 121EL-VT | 3GB |  | 12H | COMM | CS03 | Z001 | V |  | F | RM | PD | ZABB | HGQ | 3410121000 | PC |  | 1 | T_GUIHUA_YE | [5 empty] | 1 | 0 | PC | 2011-07-27 | 0 | PC
VTS-OTD07208030S-2 | JDZXR-6C 6.6/v3 0.11/v3kV,CL 1/100VA |  | 121EL-VT | 3GB |  | 12H | COMM | CS03 | Z001 | V |  | F | RM | PD | ZABB | HGQ | 3410121000 | PC |  | 1 | CNXIHE4 | [5 empty] | 1 | 0 | PC | 2013-09-13 | 0 | PC
VTS-OTD07208030S-3 | JDZXR-6C 6.6/v3 0.11/v3 kV CL1.0/100VA |  | 121EL-VT | 3GB |  | 12H | COMM | CS03 | Z001 | V |  | F | RM | PD | ZABB | HGQ | 3410121000 | PC |  | 1 | T_GUIHUA_YE | [5 empty] | 1 | 0 | PC | 2014-03-05 | 0 | PC
VTS-OTD07208030S-4 | JDZX17-6R 6.6/v3 0.11/v3kV 100VA/CL1.0 |  | 121EL-VT | 3GB |  | 12H | COMM | CS03 | Z001 | V |  | F | RM | PD | ZABB | HGQ | 3410121000 | PC |  | 1 | CNXIHE4 | [5 empty] | 1 | 0 | PC | 2014-04-10 | 0 | PC
VTS-OTD07208030S-5 | JDZXR-10C 6.6/v3 0.11/v3kV 100VA/CL1.0 W |  | 121EL-VT | 3GB |  | 12H | COMM | CS03 | Z001 | V |  | F | RM | PD | ZABB | HGQ | 3410121000 | PC |  | 1 | T_GUIHUA_YE | [5 empty] | 1 | 0 | PC | 2015-02-09 | 0 | PC
VTS-OTD07208030S-6 | JDZXR-6C 6.6/v3 0.11/v3 100VA/CL1.0 |  | 121EL-VT |  |  | 129 | COMM | CS03 | Z001 | V |  | F | RM | PD | ZABB | HGQ | 3410121000 | PC |  | 1 | CNGACHE12 | [5 empty] | 1 | 0 | PC | 2019-12-10 | 0 | PC
VTS-OTD07208030S-7 | JDZXR-6C 6.6/√3/0.11/√3kV 1.0 100VA |  | 121EL-VT | 3GB |  | 12H | COMM | CS03 | Z001 | V |  | F | RM | PD | ZABB | HGQ | 3410121000 | PC |  | 1 | CNDUYAN | [5 empty] | 1 | 0 | PC | 2020-10-29 | 0 | PC
VTS-OTD0722-4423-1 | JDZX10-6C1 6.6/v3 0.11/v3 0.11/3KV |  | 121EL-VT | 3GB |  | 12H | COMM | CS03 | Z001 | V |  | F | RM | PD | ZABB | HGQ | 3410121000 | PC |  | 1 | CNXIHE4 | [5 empty] | 1 | 0 | PC | 2011-02-22 | 0 | PC
VTS-OTD0722-4423-2 | JDZX-6CQ 6.6/v3 .11/v3 .11/3kV 0.5/3P |  | 121EL-VT | 3GB |  | 12H | COMM | CS03 | Z001 | V |  | F | RM | PD | ZABB | HGQ | 3410121000 | PC |  | 1 | CNSOLIN2 | [5 empty] | 1 | 0 | PC | 2013-12-12 | 0 | PC
VTS-OTD07222228223 | JDZX17-6R 6.6/v3 .11/v3 .11/v3 0.11/3kV |  | 121EL-VT | 3GB |  | 12H | COMM | CS03 | Z001 | V |  | F | RM | PD | ZABB | HGQ | 3410121000 | PC |  | 1 | CNXIHE4 | [5 empty] | 1 | 0 | PC | 2013-01-18 | 0 | PC
VTS-OTD07224423S-1 | JDZX17-6R 6.6/v3 0.11/v3 0.11/3kV 50VA/ |  | 121EL-VT | 3GB |  | 12H | COMM | CS03 | Z001 | V |  | F | RM | PD | ZABB | HGQ | 3410121000 | PC |  | 1 | CNXIHE4 | [5 empty] | 1 | 0 | PC | 2011-04-14 | 0 | PC
VTS-OTD07224423S-2 | JDZXR-6C 6.6/v3 0.11/v3 0.11/3 kV 50VA/ |  | 121EL-VT | 3GB |  | 12H | COMM | CS03 | Z001 | V |  | F | RM | PD | ZABB | HGQ | 3410121000 | PC |  | 1 | CNXIHE4 | [5 empty] | 1 | 0 | PC | 2011-07-05 | 0 | PC
VTS-OTD07224423S-3 | JDZXR-6C 6.6/v3 0.11/v3 0.11/3 kV |  | 121EL-VT | 3GB |  | 12H | COMM | CS03 | Z001 | V |  | F | RM | PD | ZABB | HGQ | 3410121000 | PC |  | 1 | T_GUIHUA_YE | [5 empty] | 1 | 0 | PC | 2011-08-09 | 0 | PC
VTS-OTD07224423S-5 | JDZXR-6C 6.6/v3 0.11/v3 0.11/3kV 50VA/CL |  | 121EL-VT |  |  | B03 | COMM | CS03 | Z001 | V |  | F | RM | PD | ZABB | HGQ | 3410121000 | PC |  | 1 | T_GUIHUA_YE | [5 empty] | 1 | 0 | PC | 2012-11-05 | 0 | PC
VTS-OTD07224423S-6 | JDZXR-6C 6.6/v3 0.11/v3 0.11/3kV 0.5/3P |  | 121EL-VT | 3GB |  | 12H | COMM | CS03 | Z001 | V |  | F | RM | PD | ZABB | HGQ | 3410121000 | PC |  | 1 | CNXIHE4 | [5 empty] | 1 | 0 | PC | 2013-09-11 | 0 | PC
VTS-OTD07224423S-7 | JDZXR-6C 6.6/v3 0.11/v3 0.11/3 kV |  | 121EL-VT | 3GB |  | 12H | COMM | CS03 | Z001 | V |  | F | RM | PD | ZABB | HGQ | 3410121000 | PC |  | 1 | CNXIHE4 | [5 empty] | 1 | 0 | PC | 2014-03-28 | 0 | PC
VTS-OTD07224423S-8 | JDZXR-6C 6.6/v3 0.11/v3 0.11/3 kV W.TUBE |  | 121EL-VT |  |  | B03 | COMM | CS03 | Z001 | V |  | F | RM | PD | ZABB | HGQ | 3410121000 | PC |  | 1 | T_GUIHUA_YE | [5 empty] | 1 | 0 | PC | 2015-03-11 | 0 | PC
VTS-OTD07224423S-9 | JDZXR-6C 6.6/v3 0.11/v3 0.11/3kV |  | 121EL-VT | 3GD |  | 12H | COMM | CS03 | Z001 | V |  | F | RM | PD | ZABB | HGQ | 3410121000 | PC |  | 1 | CNDUYAN | [5 empty] | 1 | 0 | PC | 2020-10-10 | 0 | PC
VTS-OTD07224433S-1 | JDZXR-6C 6.6/v3 0.11/v3 0.11/3 kV |  | 121EL-VT |  |  | B03 | COMM | CS03 | Z001 | V |  | F | RM | PD | ZABB | HGQ | 3410121000 | PC |  | 1 | T_GUIHUA_YE | [5 empty] | 1 | 0 | PC | 2011-08-09 | 0 | PC
VTS-OTD07228423S-1 | JDZX17-6R 6.6/v3 0.11/v3 0.11/3kV |  | 121EL-VT | 3GB |  | 12H | COMM | CS03 | Z001 | V |  | F | RM | PD | ZABB | HGQ | 3410121000 | PC |  | 1 | CNXIHE4 | [5 empty] | 1 | 0 | PC | 2014-04-03 | 0 | PC
VTS-OTD07228433S-1 | JDZXR-6C 6.6/v3 0.11/v3 0.11/3 kV 1.0/3P |  | 121EL-VT | 3GB |  | 12H | COMM | CS03 | Z001 | V |  | F | RM | PD | ZABB | HGQ | 3410121000 | PC |  | 1 | CNXIHE4 | [5 empty] | 1 | 0 | PC | 2013-05-24 | 0 | PC
VTS-OTD07242223S-1 | JDZXR-6C 6.6/v3 0.11/v3 0.11/v3kV 0.5/3P |  | 121EL-VT | 3GB |  | 12H | COMM | CS03 | Z001 | V |  | F | RM | PD | ZABB | HGQ | 3410121000 | PC |  | 1 | CNXIHE4 | [5 empty] | 1 | 0 | PC | 2014-06-05 | 0 | PC
VTS-OTD07244433S-1 | JDZXR-6C 6.6/v3 0.11/v3 0.11/v3 kV |  | 121EL-VT | 3GB |  | 12H | COMM | CS03 | Z001 | V |  | F | RM | PD | ZABB | HGQ | 3410121000 | PC |  | 1 | CNXIHE4 | [5 empty] | 1 | 0 | PC | 2015-06-30 | 0 | PC
VTS-OTD07374423S-1 | JDZXR-6C 6.6/v3 0.12/v3 0.12/3kV 0.5/3P |  | 121EL-VT | 3GB |  | 12H | COMM | CS03 | Z001 | V |  | F | RM | PD | ZABB | HGQ | 3410121000 | PC |  | 1 | CNXIHE4 | [5 empty] | 1 | 0 | PC | 2014-06-26 | 0 | PC
VTS-OTD07378823S-1 | JDZX13-6R 6.6/v3 0.12/v3 0.12/3kV 0.5/3P |  | 121EL-VT |  |  | B03 | COMM | CS03 | Z001 | V |  | F | RM | PD | ZABB | HGQ | 3410121000 | PC |  | 1 | CNXIHE4 | [5 empty] | 1 | 0 | PC | 2014-11-21 | 0 | PC
VTS-OTD08112223S-1 | JDZX17-6R 6.3/v3 0.1/v3 0.1/3 kV 0.5/3P |  | 121EL-VT | 3GB |  | 12H | COMM | CS03 | Z001 | V |  | F | RM | PD | ZABB | HGQ | 3410121000 | PC |  | 1 | CNXIHE4 | [5 empty] | 1 | 0 | PC | 2013-07-24 | 0 | PC
VTS-OTD08222223S-1 | JDZX17-6R 6.3kV/rt3: 110V/rt3: 110V/3 CL |  | 121EL-VT | 3GB |  | 12H | COMM | CS03 | Z001 | V |  | F | RM | PD | ZABB | HGQ | 3410121000 | PC |  | 1 | T_GUIHUA_YE | [5 empty] | 1 | 0 | PC | 2012-02-09 | 0 | PC
VTS-OTD08222223S-2 | JDZXR-6C 6.3/V3:0.11/V3:0.11/3 |  | 121EL-VT | 3GB |  | 12H | COMM | CS03 | Z001 | V |  | F | RM | PD | ZABB | HGQ | 3410121000 | PC |  | 1 | CNDUYAN | [5 empty] | 1 | 0 | PC | 2020-08-14 | 0 | PC
VTS-OTD08224423S-1 | JDZXR-6C 6.3/v3 0.11/v3 0.11/3kV CL0.5/3 |  | 121EL-VT | 3GB |  | 12H | COMM | CS03 | Z001 | V |  | F | RM | PD | ZABB | HGQ | 3410121000 | PC |  | 1 | CNXIHE4 | [5 empty] | 1 | 0 | PC | 2013-12-24 | 0 | PC
VTS-OTD1011-2223S1 | JDZX13-10R 10/v3:0.1/v3:0.1/3KV 0.5/3P,3 |  | 121EL-VT | 3GB |  | 12H | COMM | CS03 | Z001 | V |  | F | RM | PD | ZABB | HGQ | 3410121000 | PC |  | 1 | CNXIHE4 | [5 empty] | 1 | 0 | PC | 2009-11-12 | 0 | PC
VTS-OTD1011-4423-1 | JDZX10-10C1 10/v3 ¦0.1/v3 ¦ 0.1/3 kV |  | 121EL-VT | 3GB |  | 12H | COMM | CS03 | Z001 | V |  | F | RM | PD | ZABB | HGQ | 3410121000 | PC |  | 1 | CNXIHE4 | [5 empty] | 1 | 0 | PC | 2010-02-25 | 0 | PC
VTS-OTD1011-4423-2 | JDZX10-10C1 10/v3 0.1/v3 0.1/3kV |  | 121EL-VT | 3GB |  | 12H | COMM | CS03 | Z001 | V |  | F | RM | PD | ZABB | HGQ | 3410121000 | PC |  | 1 | CNXIHE4 | [5 empty] | 1 | 0 | PC | 2011-08-08 | 0 | PC
VTS-OTD1011-4423-3 | JDZX13-10R 10/v3 0.1/v3 0.1/3KV 50VA/CL0 |  | 121EL-VT | 3GB |  | 12H | COMM | CS03 | Z001 | V |  | F | RM | PD | ZABB | HGQ | 3410121000 | PC |  | 1 | T_GUIHUA_YE | [5 empty] | 1 | 0 | PC | 2012-03-01 | 0 | PC
VTS-OTD1011-4423-4 | JDZX10-10C1 10/v3 0.1/v3 0.1/3kV 50VA/CL |  | 121EL-VT | 3GB |  | 12H | COMM | CS03 | Z001 | V |  | F | RM | PD | ZABB | HGQ | 3410121000 | PC |  | 1 | T_GUIHUA_YE | [5 empty] | 1 | 0 | PC | 2012-03-22 | 0 | PC
VTS-OTD1011-4423-5 | JDZX10-10C1 10/v3 0.1/v3 0.1/3kV |  | 121EL-VT |  |  | B03 | COMM | CS03 | Z001 | V |  | F | RM | PD | ZABB | HGQ | 3410121000 | PC |  | 1 | CNXIHE4 | [5 empty] | 1 | 0 | PC | 2014-03-07 | 0 | PC
VTS-OTD101112282B3 | JDZX10-10C1G-N 10/v3 .1/v3 .1/v3 .1/3kV |  | 121EL-VT |  |  | 129 | COMM | CS03 | Z001 | V |  | F | RM | PD | ZABB | HGQ | 3410121000 | PC |  | 1 | CNDUYAN | [5 empty] | 1 | 0 | PC | 2020-07-13 | 0 | PC
VTS-OTD101112I8123 | JDZX17-10 10/v3 .1/v3 .1/v3 .1/3kV |  | 121EL-VT | 3GB |  | 12H | COMM | CS03 | Z001 | V |  | F | RM | PD | ZABB | HGQ | 3410121000 | PC |  | 1 | CNGELI3 | [5 empty] | 1 | 0 | PC | 2019-11-15 | 0 | PC
VTS-OTD10112413S-1 | JDZX17-10R 10/v3 0.1/v3 0.1/3kV |  | 121EL-VT | 3GB |  | 12H | COMM | CS03 | Z001 | V |  | F | RM | PD | ZABB | HGQ | 3410121000 | PC |  | 1 | T_GUIHUA_YE | [5 empty] | 1 | 0 | PC | 2011-08-05 | 0 | PC
VTS-OTD10112423S-1 | JDZXR-10C 10/v3 0.1/v3 0.1/3kV,CL0.5/3P |  | 121EL-VT | 3GB |  | 12H | COMM | CS03 | Z001 | V |  | F | RM | PD | ZABB | HGQ | 3410121000 | PC |  | 1 | CNXIHE4 | [5 empty] | 1 | 0 | PC | 2014-06-17 | 0 | PC
VTS-OTD10114423S-1 | JDZX17-10R 10/v3¦.1/v3¦.1/3kV 0.5/3P |  | 121EL-VT | 3GB |  | 12H | COMM | CS03 | Z001 | V |  | F | RM | PD | ZABB | HGQ | 3410121000 | PC |  | 1 | CNXIHE4 | [5 empty] | 1 | 0 | PC | 2009-01-20 | 0 | PC
VTS-OTD10114423S-2 | JDZXR-10C 10/rt3:0.1/rt3:0.1/3KV 50/0.5 |  | 121EL-VT | 3GB |  | 12H | COMM | CS03 | Z001 | V |  | F | RM | PD | ZABB | HGQ | 3410121000 | PC |  | 1 | CNXIHE4 | [5 empty] | 1 | 0 | PC | 2010-05-18 | 0 | PC
VTS-OTD10114423S-3 | JDZX17-10R 10/v3 0.1/v3 0.1/3kV 50VA/CL0 |  | 121EL-VT | 3GB |  | 12H | COMM | CS03 | Z001 | V |  | F | RM | PD | ZABB | HGQ | 3410121000 | PC |  | 1 | CNXIHE4 | [5 empty] | 1 | 0 | PC | 2012-07-07 | 0 | PC
VTS-OTD10114423S-4 | JDZXR-10C 10/v3 0.1/v3 0.1/3 kV |  | 121EL-VT | 3GB |  | 12H | COMM | CS03 | Z001 | V |  | F | RM | PD | ZABB | HGQ | 3410121000 | PC |  | 1 | CNXIHE4 | [5 empty] | 1 | 0 | PC | 2013-03-29 | 0 | PC
VTS-OTD111-4818S | JDZX13-10R 11/v3:0.1/v3:0.1/3KV 0.2/3P,5 |  | 121EL-VT | 3GB |  | 12H | COMM | CS03 | Z001 | V |  | F | RM | PD | ZABB | HGQ | 3410121000 | PC |  | 1 | CNNEWAN | [5 empty] | 1 | 0 | PC | 2011-04-26 | 0 | PC
VTS-OTD1111-4423S1 | JDZXR-10C 11/rt3:0.1/rt3:0.1/3KV |  | 121EL-VT | 3GB |  | 12H | COMM | CS03 | Z001 | V |  | F | RM | PD | ZABB | HGQ | 3410121000 | PC |  | 1 | CNXIHE4 | [5 empty] | 1 | 0 | PC | 2009-10-13 | 0 | PC
VTS-OTD1120-2010S1 | JDZXR-10C 11/v3:0.11/v3kV |  | 121EL-VT | 3GB |  | 12H | COMM | CS03 | Z001 | V |  | F | RM | PD | ZABB | HGQ | 3410121000 | PC |  | 1 | CNJOCHE21 | [5 empty] | 1 | 0 | PC | 2021-11-24 | 0 | PC
VTS-OTD1120-4020S1 | JDZX17-10R 11/kV/rt3/110 V/rt3 |  | 121EL-VT | 3GB |  | 12H | COMM | CS03 | Z001 | V |  | F | RM | PD | ZABB | HGQ | 3410121000 | PC |  | 1 | CNJOCHE21 | [5 empty] | 1 | 0 | PC | 2020-08-20 | 0 | PC
VTS-OTD1120-4020S2 | JDZX13-10R 11/kV/rt3/110 V/rt3 |  | 121EL-VT | 3GB |  | 12H | COMM | CS03 | Z001 | V |  | F | RM | PD | ZABB | HGQ | 3410121000 | PC |  | 1 | CNJOCHE21 | [5 empty] | 1 | 0 | PC | 2020-08-20 | 0 | PC
VTS-OTD1120-4020S3 | JDZXR-10C 11/√3 kV¦0.11/√3kV 50VA/CL0.5 |  | 121EL-VT | 3GB |  | 12H | COMM | CS03 | Z001 | V |  | F | RM | PD | ZABB | HGQ | 3410121000 | PC |  | 1 | CNJOCHE21 | [5 empty] | 1 | 0 | PC | 2020-12-09 | 0 | PC
VTS-OTD1120-4020S4 | JDZX17-10R 11/v3 0.11/v3kV |  | 121EL-VT | 3GB |  | 12H | COMM | CS03 | Z001 | V |  | F | RM | PD | ZABB | HGQ | 3410121000 | PC |  | 1 | CNJOCHE21 | [5 empty] | 1 | 0 | PC | 2021-03-11 | 0 | PC
VTS-OTD1120-4028-1 | JDZX17-10R 11/v3¦0.11/v3KV CL0.5&3P/50VA |  | 121EL-VT | 3GB |  | 12H | COMM | CS03 | Z001 | V |  | F | RM | PD | ZABB | HGQ | 3410121000 | PC |  | 1 | CNXIHE4 | [5 empty] | 1 | 0 | PC | 2009-08-28 | 0 | PC
VTS-OTD1120-6020S1 | JDZXR-10C 11/v3:0.11/v3kV 75VA/0.5 |  | 121EL-VT |  |  | 129 | COMM | CS03 | Z001 | V |  | F | RM | PD | ZABB | HGQ | 3410121000 | PC |  | 1 | CNJISU10 | [5 empty] | 1 | 0 | PC | 2021-11-17 | 0 | PC
VTS-OTD1120-6090 | JDZX10-10C1 11/√3/0.11/√3kV 0.5(3P)75V |  | 121EL-VT | 3GB |  | 12H | COMM | CS03 | Z001 | V |  | F | RM | PD | ZABB | HGQ | 3410121000 | PC |  | 1 | CNJISU10 | [5 empty] | 1 | 0 | PC | 2021-12-28 | 0 | PC
VTS-OTD1120-6090-1 | JDZX17-10 11/√3/0.11/√3kV 0.5(3P) 75VA |  | 121EL-VT | 3GB |  | 12H | COMM | CS03 | Z001 | V |  | F | RM | PD | ZABB | HGQ | 3410121000 | PC |  | 1 | CNJOCHE21 | [5 empty] | 1 | 0 | PC | 2021-04-02 | 0 | PC
VTS-OTD1120-8020S1 | JDZX17-10R 11/v3:0.11/v3kV 100VA/0.5 |  | 121EL-VT | 3GB |  | 12H | COMM | CS03 | Z001 | V |  | F | RM | PD | ZABB | HGQ | 3410121000 | PC |  | 1 | CNJISU10 | [5 empty] | 1 | 0 | PC | 2021-11-17 | 0 | PC
VTS-OTD1120-H010S1 | JDZXR-10C 11/√3 / 0.11/√3 |  | 121EL-VT |  |  | 129 | COMM | CS03 | Z001 | V |  | F | RM | PD | ZABB | HGQ | 3410121000 | PC |  | 1 | CNJISU10 | [5 empty] | 1 | 0 | PC | 2021-12-28 | 0 | PC
VTS-OTD1120-H010S2 | JDZX17-10R 11/√3 / 0.11/√3 |  | 121EL-VT |  |  | 129 | COMM | CS03 | Z001 | V |  | F | RM | PD | ZABB | HGQ | 3410121000 | PC |  | 1 | CNJISU10 | [5 empty] | 1 | 0 | PC | 2021-12-28 | 0 | PC
VTS-OTD11204020-1 | JDZX10-10C1 11kV/rt3: 110V/rt3 |  | 121EL-VT | 3GB |  | 12H | COMM | CS03 | Z001 | V |  | F | RM | PD | ZABB | HGQ | 3410121000 | PC |  | 1 | T_GUIHUA_YE | [5 empty] | 1 | 0 | PC | 2011-09-29 | 0 | PC
VTS-OTD11204020S-1 | JDZXR-10C 11/v3 0.11/v3 kV 50VA/CL0.5 |  | 121EL-VT | 3GB |  | 12H | COMM | CS03 | Z001 | V |  | F | RM | PD | ZABB | HGQ | 3410121000 | PC |  | 1 | T_GUIHUA_YE | [5 empty] | 1 | 0 | PC | 2011-12-16 | 0 | PC
VTS-OTD11204020S-2 | JDZXR-10C 11/v3 0.11/v3 kV 50VA/CL0.5 |  | 121EL-VT | 3GB |  | 12H | COMM | CS03 | Z001 | V |  | F | RM | PD | ZABB | HGQ | 3410121000 | PC |  | 1 | CNXIHE4 | [5 empty] | 1 | 0 | PC | 2012-09-25 | 0 | PC
VTS-OTD11204020S-3 | JDZXR-10C 11/v3 0.11/v3 kV 50VA/CL0.5 |  | 121EL-VT | 3GB |  | 12H | COMM | CS03 | Z001 | V |  | F | RM | PD | ZABB | HGQ | 3410121000 | PC |  | 1 | CNHUCHE9 | [5 empty] | 1 | 0 | PC | 2012-11-28 | 0 | PC
VTS-OTD11204080S-1 | JDZXR-10C 11/v3 0.11/v3 kV 50VA/CL3P |  | 121EL-VT | 3GB |  | 12H | COMM | CS03 | Z001 | V |  | F | RM | PD | ZABB | HGQ | 3410121000 | PC |  | 1 | CNXIHE4 | [5 empty] | 1 | 0 | PC | 2015-06-25 | 0 | PC
VTS-OTD11204090S-1 | JDZXR-10C 11/v3 0.11/v3kV, CL0.5&3P/50VA |  | 121EL-VT | 3GB |  | 12H | COMM | CS03 | Z001 | V |  | F | RM | PD | ZABB | HGQ | 3410121000 | PC |  | 1 | CNXIHE4 | [5 empty] | 1 | 0 | PC | 2015-01-30 | 0 | PC
VTS-OTD11205020S-1 | JDZXR-10C 11/v3 0.11/v3 kV 60VA/CL0.5 W. |  | 121EL-VT | 3GB |  | 12H | COMM | CS03 | Z001 | V |  | F | RM | PD | ZABB | HGQ | 3410121000 | PC |  | 1 | T_GUIHUA_YE | [5 empty] | 1 | 0 | PC | 2014-02-12 | 0 | PC
VTS-OTD11208020S-1 | JDZX15-20R 11kV/rt3: 110V/rt3 CL0.5 /100 |  | 121EL-VT | 3GB |  | 12H | COMM | CS03 | Z001 | V |  | F | RM | PD | ZABB | HGQ | 3410121000 | PC |  | 1 | T_GUIHUA_YE | [5 empty] | 1 | 0 | PC | 2012-04-27 | 0 | PC
VTS-OTD11208020S-2 | JDZX17-10R 11/v3 0.11/v3 kV 100VA/CL0.5 |  | 121EL-VT | 3GB |  | 12H | COMM | CS03 | Z001 | V |  | F | RM | PD | ZABB | HGQ | 3410121000 | PC |  | 1 | CNXIHE4 | [5 empty] | 1 | 0 | PC | 2013-05-07 | 0 | PC
VTS-OTD11208020S-3 | JDZX13-10R 11/v3 0.11/v3 kV 100VA/CL0.5 |  | 121EL-VT | 3GB |  | 12H | COMM | CS03 | Z001 | V |  | F | RM | PD | ZABB | HGQ | 3410121000 | PC |  | 1 | CNXIHE4 | [5 empty] | 1 | 0 | PC | 2013-05-10 | 0 | PC
VTS-OTD11208030S-1 | JDZXR-10C 11/v3 0.11/v3 kV |  | 121EL-VT |  |  | B03 | COMM | CS03 | Z001 | V |  | F | RM | PD | ZABB | HGQ | 3410121000 | PC |  | 1 | CNXIHE4 | [5 empty] | 1 | 0 | PC | 2012-12-14 | 0 | PC
VTS-OTD11208030S-2 | JDZX17-10R 11/v3 0.11/v3 kV 100VA/CL1 |  | 121EL-VT | 3GB |  | 12H | COMM | CS03 | Z001 | V |  | F | RM | PD | ZABB | HGQ | 3410121000 | PC |  | 1 | CNXIHE4 | [5 empty] | 1 | 0 | PC | 2013-05-07 | 0 | PC
VTS-OTD11208030S-3 | JDZXR-10C 11/v3 0.11/v3kV CL1/100VA W.TU |  | 121EL-VT | 3GB |  | 12H | COMM | CS03 | Z001 | V |  | F | RM | PD | ZABB | HGQ | 3410121000 | PC |  | 1 | T_GUIHUA_YE | [5 empty] | 1 | 0 | PC | 2014-12-16 | 0 | PC
VTS-OTD1120H090S-1 | JDZXR-10C 11/v3 0.11/v3 kV 25VA/CL0.5&3P |  | 121EL-VT | 3GB |  | 12H | COMM | CS03 | Z001 | V |  | F | RM | PD | ZABB | HGQ | 3410121000 | PC |  | 1 | CNXIHE4 | [5 empty] | 1 | 0 | PC | 2013-02-22 | 0 | PC
VTS-OTD1120H0C0S-1 | JDZXR-10C 11/v3 0.11/v3 kV CL 0.2&3P/25 |  | 121EL-VT | 3GB |  | 12H | COMM | CS03 | Z001 | V |  | F | RM | PD | ZABB | HGQ | 3410121000 | PC |  | 1 | CNXIHE4 | [5 empty] | 1 | 0 | PC | 2012-07-26 | 0 | PC
VTS-OTD1120H0C0S-2 | JDZXR-10C 11/v3 0.11/v3kV 25VA/CL0.2&CL3 |  | 121EL-VT | 3GB |  | 12H | COMM | CS03 | Z001 | V |  | F | RM | PD | ZABB | HGQ | 3410121000 | PC |  | 1 | CNXIHE4 | [5 empty] | 1 | 0 | PC | 2012-09-11 | 0 | PC
VTS-OTD1120H0C0S-3 | JDZXR-10C 11000/v3V 110/v3V, CL0.2(3P) |  | 121EL-VT |  |  | 129 | COMM | CS03 | Z001 | V |  | F | RM | PD | ZABB | HGQ | 3410121000 | PC |  | 1 | CNDUYAN | [5 empty] | 1 | 0 | PC | 2020-10-23 | 0 | PC
VTS-OTD1122-2423S1 | JDZXR-10C 11/v3 0.11/v3 0.11/3kV |  | 121EL-VT | 3GD |  | 12H | COMM | CS03 | Z001 | V |  | F | RM | PD | ZABB | HGQ | 3410121000 | PC |  | 1 | CNJOCHE21 | [5 empty] | 1 | 0 | PC | 2020-12-10 | 0 | PC
VTS-OTD1122-4423-1 | JDZXR-10C 11/rt3: 0.11/rt3: 0.11/3 kV |  | 121EL-VT |  |  | B03 | COMM | CS03 | Z001 | V |  | F | RM | PD | ZABB | HGQ | 3410121000 | PC |  | 1 | CNXIHE4 | [5 empty] | 1 | 0 | PC | 2011-08-15 | 0 | PC
VTS-OTD1122-4423-2 | JDZX10-10C1 11/v3 0.11/v3 0.11/3 kV |  | 121EL-VT | 3GB |  | 12H | COMM | CS03 | Z001 | V |  | F | RM | PD | ZABB | HGQ | 3410121000 | PC |  | 1 | T_GUIHUA_YE | [5 empty] | 1 | 0 | PC | 2011-11-14 | 0 | PC
VTS-OTD1122-4423-3 | JDZXR-10C 11/rt3,0.11/rt3,0.11/3KV |  | 121EL-VT | 3GB |  | 12H | COMM | CS03 | Z001 | V |  | F | RM | PD | ZABB | HGQ | 3410121000 | PC |  | 1 | CNXIHE4 | [5 empty] | 1 | 0 | PC | 2012-04-26 | 0 | PC
VTS-OTD1122-4423-4 | JDZX-10CQ2 11/v3 .11/v3 .11/3kV 0.5/3P |  | 121EL-VT | 3GB |  | 12H | COMM | CS03 | Z001 | V |  | F | RM | PD | ZABB | HGQ | 3410121000 | PC |  | 1 | CNSOLIN2 | [5 empty] | 1 | 0 | PC | 2013-12-12 | 0 | PC
VTS-OTD1122-4423S1 | JDZXR-10C 11/√3/0.11/√3kV/0.11/3kV |  | 121EL-VT | 3GB |  | 12H | COMM | CS03 | Z001 | V |  | F | RM | PD | ZABB | HGQ | 3410121000 | PC |  | 1 | CNJOCHE21 | [5 empty] | 1 | 0 | PC | 2021-01-06 | 0 | PC
VTS-OTD1122-8833-1 | JDZX17-10R 11/rt3 0.11/rt3 0.11/3kV |  | 121EL-VT | 3GB |  | 12H | COMM | CS03 | Z001 | V |  | F | RM | PD | ZABB | HGQ | 3410121000 | PC |  | 1 | CNXIHE4 | [5 empty] | 1 | 0 | PC | 2010-12-21 | 0 | PC
VTS-OTD11222223S-1 | JDZXR-10C 11/v3¦0.11/v3¦0.11/3 kV;30VA/ |  | 121EL-VT | 3GB |  | 12H | COMM | CS03 | Z001 | V |  | F | RM | PD | ZABB | HGQ | 3410121000 | PC |  | 1 | CNXIHE4 | [5 empty] | 1 | 0 | PC | 2010-06-24 | 0 | PC
VTS-OTD11222223S-2 | JDZXR-10C 11/v3 0.11/v3 0.11/3 kV W.TUBE |  | 121EL-VT | 3GB |  | 12H | COMM | CS03 | Z001 | V |  | F | RM | PD | ZABB | HGQ | 3410121000 | PC |  | 1 | T_GUIHUA_YE | [5 empty] | 1 | 0 | PC | 2012-03-16 | 0 | PC
VTS-OTD11224423S-1 | JDZXR-10C 11/v3¦.11/v3¦.11/3KV 0.5/3P |  | 121EL | 3GB |  | 12H | COMM | CS03 | Z001 | V |  | F | RM | PD | ZABB | HGQ | 3410121000 | PC |  | 1 | CNXIHE4 | [5 empty] | 1 | 0 | PC | 2008-04-28 | 0 | PC
VTS-OTD11224423S-2 | JDZX17-10R 11/v3 ¦0.11/v3 ¦ 0.11/3KV |  | 121EL-VT | 3GB |  | 12H | COMM | CS03 | Z001 | V |  | F | RM | PD | ZABB | HGQ | 3410121000 | PC |  | 1 | CNXIHE4 | [5 empty] | 1 | 0 | PC | 2009-12-31 | 0 | PC
VTS-OTD11224423S-3 | JDZX17-10R 11/v3 0.11/v3 0.11/3KV 0.5/3P |  | 121EL-VT | 3GB |  | 12H | COMM | CS03 | Z001 | V |  | F | RM | PD | ZABB | HGQ | 3410121000 | PC |  | 1 | CNXIHE4 | [5 empty] | 1 | 0 | PC | 2010-02-03 | 0 | PC
VTS-OTD11224423S-4 | JDZXR-10C 11/v3 0.11/v3 0.11/3 kV |  | 121EL-VT | 3GB |  | 12H | COMM | CS03 | Z001 | V |  | F | RM | PD | ZABB | HGQ | 3410121000 | PC |  | 1 | CNXIHE4 | [5 empty] | 1 | 0 | PC | 2011-06-22 | 0 | PC
VTS-OTD11224423S-5 | JDZXR-10C 11/v3 0.11/v3 0.11/3 kV |  | 121EL-VT | 3GB |  | 12H | COMM | CS03 | Z001 | V |  | F | RM | PD | ZABB | HGQ | 3410121000 | PC |  | 1 | CNXIHE4 | [5 empty] | 1 | 0 | PC | 2011-08-25 | 0 | PC
VTS-OTD11224423S-6 | JDZXR-10C 11/v3 0.11/v3 0.11/3 kV W.TUBE |  | 121EL-VT | 3GB |  | 12H | COMM | CS03 | Z001 | V |  | F | RM | PD | ZABB | HGQ | 3410121000 | PC |  | 1 | T_GUIHUA_YE | [5 empty] | 1 | 0 | PC | 2012-04-26 | 0 | PC
VTS-OTD11224423S-7 | JDZXR-10C 11/v3 0.11/v3 0.11/3 kV 0.5/3P |  | 121EL-VT | 3GB |  | 12H | COMM | CS03 | Z001 | V |  | F | RM | PD | ZABB | HGQ | 3410121000 | PC |  | 1 | CNXIHE4 | [5 empty] | 1 | 0 | PC | 2013-05-17 | 0 | PC
VTS-OTD11224423S-8 | JDZX17-10R 11/v3 0.11/v3 0.11/v3kV |  | 121EL-VT |  |  | B03 | COMM | CS03 | Z001 | V |  | F | RM | PD | ZABB | HGQ | 3410121000 | PC |  | 1 | CNXIHE4 | [5 empty] | 1 | 0 | PC | 2015-05-06 | 0 | PC
VTS-OTD11224423S-9 | JDZX15-20R 11/v3 0.11/v3 0.11/3 kV |  | 121EL-VT | 3GB |  | 12H | COMM | CS03 | Z001 | V |  | F | RM | PD | ZABB | HGQ | 3410121000 | PC |  | 1 | T_GUIHUA_YE | [5 empty] | 1 | 0 | PC | 2015-09-06 | 0 | PC
VTS-OTD11224823S | JDZXR-10C 11/v3 .11/v3 .11/3KV 0.5/3P |  | 121EL-VT | 3GD |  | 12H | COMM | CS03 | Z001 | V |  | F | RM | PD | ZABB | HGQ | 3410121000 | PC |  | 1 | CNWEZHO25 | [5 empty] | 1 | 0 | PC | 2021-12-01 | 0 | PC
VTS-OTD11225423S-1 | JDZXR-10C 11/v3 .11/v3 .11/3kV 0.5/3P, |  | 121EL-VT | 3GB |  | 12H | COMM | CS03 | Z001 | V |  | F | RM | PD | ZABB | HGQ | 3410121000 | PC |  | 1 | CNHUCHE9 | [5 empty] | 1 | 0 | PC | 2013-09-02 | 0 | PC
VTS-OTD11225423S-2 | JDZX17-10R 11/v3 .11/v3 .11/3kV 0.5/3P, |  | 121EL-VT | 3GB |  | 12H | COMM | CS03 | Z001 | V |  | F | RM | PD | ZABB | HGQ | 3410121000 | PC |  | 1 | CNHUCHE9 | [5 empty] | 1 | 0 | PC | 2013-09-27 | 0 | PC
VTS-OTD11225823S-1 | JDZX17-10R 11/v3 .11/v3 .11/3KV 0.5/3P |  | 121EL-VT | 3GB |  | 12H | COMM | CS03 | Z001 | V |  | F | RM | PD | ZABB | HGQ | 3410121000 | PC |  | 1 | CNSOLIN2 | [5 empty] | 1 | 0 | PC | 2014-07-12 | 0 | PC
VTS-OTD11228433S-1 | JDZXR-10C 11/v3 0.11/v3 0.11/3 kV CL1.0, |  | 121EL-VT | 3GB |  | 12H | COMM | CS03 | Z001 | V |  | F | RM | PD | ZABB | HGQ | 3410121000 | PC |  | 1 | CNXIHE4 | [5 empty] | 1 | 0 | PC | 2012-06-11 | 0 | PC
VTS-OTD11228433S-3 | JDZXR-10C 11/v3 .11/v3 .11/3KV;100VA/C |  | 121EL-VT | 3GB |  | 12H | COMM | CS03 | Z001 | V |  | F | RM | PD | ZABB | HGQ | 3410121000 | PC |  | 1 | CNPEYOU | [5 empty] | 1 | 0 | PC | 2012-09-19 | 0 | PC
VTS-OTD11228823S-1 | JDZX17-10R 11/v3¦.11/v3¦.11/3KV 0.5/3P |  | 121EL-VT | 3GB |  | 12H | COMM | CS03 | Z001 | V |  | F | RM | PD | ZABB | HGQ | 3410121000 | PC |  | 1 | CNXIHE4 | [5 empty] | 1 | 0 | PC | 2009-05-27 | 0 | PC
VTS-OTD11228823S-2 | JDZX17-10R 11/v3¦.11/v3¦.11/3kV 0.5/3P |  | 121EL-VT | 3GB |  | 12H | COMM | CS03 | Z001 | V |  | F | RM | PD | ZABB | HGQ | 3410121000 | PC |  | 1 | CNXIHE4 | [5 empty] | 1 | 0 | PC | 2010-04-29 | 0 | PC
VTS-OTD11228823S-3 | JDZX17-10R 11/v3 0.11/v3 0.11/3kV |  | 121EL-VT | 3GB |  | 12H | COMM | CS03 | Z001 | V |  | F | RM | PD | ZABB | HGQ | 3410121000 | PC |  | 1 | CNXIHE4 | [5 empty] | 1 | 0 | PC | 2011-01-20 | 0 | PC
VTS-OTD1124449BS-1 | JDZX13-10R 11000/v3 110/v3 110/ v 3V |  | 121EL-VT | 3GB |  | 12H | COMM | CS03 | Z001 | V |  | F | RM | PD | ZABB | HGQ | 3410121000 | PC |  | 1 | T_GUIHUA_YE | [5 empty] | 1 | 0 | PC | 2015-12-10 | 0 | PC
VTS-OTD1124GG2BS-1 | JDZX15-20R 11kV/rt3: 110V/rt3 : 110V/rt3 |  | 121EL-VT | 3GB |  | 12H | COMM | CS03 | Z001 | V |  | F | RM | PD | ZABB | HGQ | 3410121000 | PC |  | 1 | CNXIHE4 | [5 empty] | 1 | 0 | PC | 2012-06-25 | 0 | PC
VTS-OTD1124HH23S-1 | JDZXR-10C 11/v3 0.11/v3 0.11/v3kV 25VA/C |  | 121EL-VT | 3GB |  | 12H | COMM | CS03 | Z001 | V |  | F | RM | PD | ZABB | HGQ | 3410121000 | PC |  | 1 | CNXIHE4 | [5 empty] | 1 | 0 | PC | 2012-09-25 | 0 | PC
VTS-OTD1124HH23S-2 | JDZXR-10C 11/v3 0.11/v3 0.11/v3 kV |  | 121EL-VT | 3GB |  | 12H | COMM | CS03 | Z001 | V |  | F | RM | PD | ZABB | HGQ | 3410121000 | PC |  | 1 | CNXIHE4 | [5 empty] | 1 | 0 | PC | 2012-11-21 | 0 | PC
VTS-OTD1124HH23S-3 | JDZX17-10R 11/v3 0.11/v3 0.11/v3kV |  | 121EL-VT | 3GB |  | 12H | COMM | CS03 | Z001 | V |  | F | RM | PD | ZABB | HGQ | 3410121000 | PC |  | 1 | CNXIHE4 | [5 empty] | 1 | 0 | PC | 2014-12-09 | 0 | PC
VTS-OTD1124HH23S-4 | JDZXR-10C 11/v3 0.11/v3 0.11/v3 kV W.TUB |  | 121EL-VT | 3GB |  | 12H | COMM | CS03 | Z001 | V |  | F | RM | PD | ZABB | HGQ | 3410121000 | PC |  | 1 | T_GUIHUA_YE | [5 empty] | 1 | 0 | PC | 2014-12-25 | 0 | PC
VTS-OTD1124III223S | JDZX11-35R 110V/rt3 : 110V/rt3 : 110V/rt |  | 121EL-VT | 3GB |  | 12H | COMM | CS03 | Z001 | V |  | F | RM | PD | ZABB | HGQ | 3410121000 | PC |  | 1 | T_GUIHUA_YE | [5 empty] | 1 | 0 | PC | 2015-12-08 | 0 | PC
VTS-OTD1124RR31S-1 | JDZXR-10C 11kV/rt3: 110V/rt3: 110V/rt3; |  | 121EL-VT | 3GB |  | 12H | COMM | CS03 | Z001 | V |  | F | RM | PD | ZABB | HGQ | 3410121000 | PC |  | 1 | CNXIHE4 | [5 empty] | 1 | 0 | PC | 2010-06-14 | 0 | PC
VTS-OTD1411-5523-1 | JDZX10-10C1 10.5/rt3: 0.1/rt3: 0.1/3 kV |  | 121EL-VT | 3GB |  | 12H | COMM | CS03 | Z001 | V |  | F | RM | PD | ZABB | HGQ | 3410121000 | PC |  | 1 | CNXIHE4 | [5 empty] | 1 | 0 | PC | 2011-04-29 | 0 | PC
VTS-OTD14114423S-1 | JDZX17-10R 10.5kV/rt3: 100V/rt3: 100V/3 |  | 121EL-VT | 3GB |  | 12H | COMM | CS03 | Z001 | V |  | F | RM | PD | ZABB | HGQ | 3410121000 | PC |  | 1 | CNXIHE4 | [5 empty] | 1 | 0 | PC | 2011-01-07 | 0 | PC
VTS-OTD14114423S-2 | JDZXR-10C 10.5/v3 0.1/v3 0.1/3 kV W.TUBE |  | 121EL-VT | 3GB |  | 12H | COMM | CS03 | Z001 | V |  | F | RM | PD | ZABB | HGQ | 3410121000 | PC |  | 1 | CNXIHE4 | [5 empty] | 1 | 0 | PC | 2013-06-28 | 0 | PC
VTS-OTD15224423S-1 | JDZX17-15R 15/v3 0.11/v3 0.11/3 kV 50VA/ |  | 121EL-VT | 3GB |  | 12H | COMM | CS03 | Z001 | V |  | F | RM | PD | ZABB | HGQ | 3410121000 | PC |  | 1 | T_GUIHUA_YE | [5 empty] | 1 | 0 | PC | 2013-03-12 | 0 | PC
VTS-OTD20112413S-1 | JDZX15-20R 20/v3 0.1/v3 0.1/3 kV 0.2/3P |  | 121EL-VT | 3GB |  | 12H | COMM | CS03 | Z001 | V |  | F | RM | PD | ZABB | HGQ | 3410121000 | PC |  | 1 | CNXIHE4 | [5 empty] | 1 | 0 | PC | 2013-07-25 | 0 | PC
VTS-OTD20112413S-2 | JDZX15-20R 20/v3 0.1/v3 0.1/3 kV W.TUBE |  | 121EL-VT | 3GB |  | 12H | COMM | CS03 | Z001 | V |  | F | RM | PD | ZABB | HGQ | 3410121000 | PC |  | 1 | T_GUIHUA_YE | [5 empty] | 1 | 0 | PC | 2015-05-18 | 0 | PC
VTS-OTD20114423S-1 | JDZX15-20R 20/v3 0.1/v3 0.1/3kV CL0.5/3P |  | 121EL-VT | 3GB |  | 12H | COMM | CS03 | Z001 | V |  | F | RM | PD | ZABB | HGQ | 3410121000 | PC |  | 1 | CNXIHE4 | [5 empty] | 1 | 0 | PC | 2013-09-18 | 0 | PC
VTS-OTD20114423S-2 | JDZX15-20R 20/v3 0.1/v3 0.1/3 kV 0.5/3P |  | 121EL-VT | 3GB |  | 12H | COMM | CS03 | Z001 | V |  | F | RM | PD | ZABB | HGQ | 3410121000 | PC |  | 1 | CNXIHE4 | [5 empty] | 1 | 0 | PC | 2013-10-25 | 0 | PC
VTS-OTD20114423S-3 | JDZX15-20R 20/v3 0.1/v3 0.1/3kV 0.5/3P |  | 121EL-VT | 3GB |  | 12H | COMM | CS03 | Z001 | V |  | F | RM | PD | ZABB | HGQ | 3410121000 | PC |  | 1 | CNXIHE4 | [5 empty] | 1 | 0 | PC | 2015-04-02 | 0 | PC
VTS-OTD20114423S-4 | JDZX15-20R 20/v3 0.1/v3 0.1/3 kV |  | 121EL-VT | 3GB |  | 12H | COMM | CS03 | Z001 | V |  | F | RM | PD | ZABB | HGQ | 3410121000 | PC |  | 1 | CNXIHE4 | [5 empty] | 1 | 0 | PC | 2015-04-23 | 0 | PC
VTS-OTD2011H423S-1 | JDZX15-20R 20/v3 0.1/v3 0.1/3kV CL0.5 3P |  | 121EL-VT | 3GB |  | 12H | COMM | CS03 | Z001 | V |  | F | RM | PD | ZABB | HGQ | 3410121000 | PC |  | 1 | CNXIHE4 | [5 empty] | 1 | 0 | PC | 2015-04-23 | 0 | PC
VTS-OTD2013II13S-1 | JDZX15-20R 20/v3 0.1/v3 0.1/v3 kV 20VA/C |  | 121EL-VT | 3GB |  | 12H | COMM | CS03 | Z001 | V |  | F | RM | PD | ZABB | HGQ | 3410121000 | PC |  | 1 | CNXIHE4 | [5 empty] | 1 | 0 | PC | 2015-09-22 | 0 | PC
VTS-OTD20224423S-1 | JDZX15-20R 20/v3 0.11/v3 0.11/3kV |  | 121EL-VT | 3GB |  | 12H | COMM | CS03 | Z001 | V |  | F | RM | PD | ZABB | HGQ | 3410121000 | PC |  | 1 | CNXIHE4 | [5 empty] | 1 | 0 | PC | 2011-04-02 | 0 | PC
VTS-OTD20224423S-2 | JDZX15-20R 20/v3 0.11/v3 0.11/3 kV W.TUB |  | 121EL-VT | 3GB |  | 12H | COMM | CS03 | Z001 | V |  | F | RM | PD | ZABB | HGQ | 3410121000 | PC |  | 1 | T_GUIHUA_YE | [5 empty] | 1 | 0 | PC | 2012-02-10 | 0 | PC
VTS-OTD20224423S-3 | JDZX15-20R 20/v3 0.11/v3 0.11/3 kV W.TUB |  | 121EL-VT | 3GB |  | 12H | COMM | CS03 | Z001 | V |  | F | RM | PD | ZABB | HGQ | 3410121000 | PC |  | 1 | T_GUIHUA_YE | [5 empty] | 1 | 0 | PC | 2012-03-16 | 0 | PC
VTS-OTD2022BHH1CC3 | JDZX11-35W 20000/v3 110/v3 110/v3 110V |  | 121EL-VT | 3GB |  | 12H | COMM | CS03 | Z001 | V |  | F | RM | PD | ZABB | HGQ | 3410121000 | PC |  | 1 | CNGELI3 | [5 empty] | 1 | 0 | PC | 2020-03-19 | 0 | PC
VTS-OTD2022H423S-1 | JDZX15-20R 20/v3 0.11/v3 0.11/3 kV |  | 121EL-VT | 3GB |  | 12H | COMM | CS03 | Z001 | V |  | F | RM | PD | ZABB | HGQ | 3410121000 | PC |  | 1 | CNXIHE4 | [5 empty] | 1 | 0 | PC | 2011-06-15 | 0 | PC
VTS-OTD23208020S-1 | JDZX15-20R 23/v3 0.11/v3 kV 100VA/CL0.5 |  | 121EL-VT | 3GB |  | 12H | COMM | CS03 | Z001 | V |  | F | RM | PD | ZABB | HGQ | 3410121000 | PC |  | 1 | T_GUIHUA_YE | [5 empty] | 1 | 0 | PC | 2014-07-09 | 0 | PC
VTS-OTD23244423S-1 | JDZX15-20R 23/v3 0.11/v3 0.11/v3 kV |  | 121EL-VT | 3GB |  | 12H | COMM | CS03 | Z001 | V |  | F | RM | PD | ZABB | HGQ | 3410121000 | PC |  | 1 | CNDUYAN | [5 empty] | 1 | 0 | PC | 2020-11-12 | 0 | PC
VTS-OTD33111144123 | JDZX13-35R 33/v3 .1/v3 .1/v3k .1/3V, |  | 121EL-VT | 3GB |  | 12H | COMM | CS03 | Z001 | V |  | F | RM | PD | ZABB | HGQ | 3410121000 | PC |  | 1 | CNXIYE6 | [5 empty] | 1 | 0 | PC | 2022-03-29 | 0 | PC
VTS-OTD33111228123 | JDZX11-35R 33/v3¦2x.1/v3¦.1/3KV 0.2/0.5/ |  | 121EL-VT |  |  | 12Q | COMM | CS03 | Z001 | V |  | F | RM | PD | ZABB | HGQ | 3410121000 | PC |  | 1 | CNNEWAN | [5 empty] | 1 | 0 | PC | 2009-12-14 | 0 | PC
VTS-OTD33111I44223 | JDZX11-35R 33/v3 .1/v3 .1/v3k .1/3V, |  | 121EL-VT | 3GB |  | 12H | COMM | CS03 | Z001 | V |  | F | RM | PD | ZABB | HGQ | 3410121000 | PC |  | 1 | CNXIHE4 | [5 empty] | 1 | 0 | PC | 2010-05-12 | 0 | PC
VTS-OTD33111II4113 | JDZX11-35W 33/V3 0.1/V3 0.1/V3 0.1/3KV |  | 121EL-VT | 3GB |  | 12H | COMM | CS03 | Z001 | V |  | F | RM | PD | ZABB | HGQ | 3410121000 | PC |  | 1 | CNXIHE4 | [5 empty] | 1 | 0 | PC | 2013-06-13 | 0 | PC
VTS-OTD33118823-1 | JDZX11-35W 33/v3¦.1/v3¦.1/3KV 0.5/3P |  | 121EL-VT | 3GB |  | 12H | COMM | CS03 | Z001 | V |  | F | RM | PD | ZABB | HGQ | 3410121000 | PC |  | 1 | CNXIHE4 | [5 empty] | 1 | 0 | PC | 2009-01-13 | 0 | PC
VTS-OTD33118823-2 | JDZX11-35R 33000/V3 100/V3 100/3 100VA/C |  | 121EL-VT | 3GB |  | 12H | COMM | CS03 | Z001 | V |  | F | RM | PD | ZABB | HGQ | 3410121000 | PC |  | 1 | CNXIHE4 | [5 empty] | 1 | 0 | PC | 2012-06-11 | 0 | PC
VTS-OTD33118823S-1 | JDZX11-35R 33/v3¦.1/v3¦.1/3KV 0.5/3P |  | 121EL-VT | 3GB |  | 12H | COMM | CS03 | Z001 | V |  | F | RM | PD | ZABB | HGQ | 3410121000 | PC |  | 1 | CNXIHE4 | [5 empty] | 1 | 0 | PC | 2009-01-13 | 0 | PC
VTS-OTD3320-4020-1 | JDZX11-35W 33/v3 0.11/v3 kV |  | 121EL-VT | 3GD |  | 12H | COMM | CS03 | Z001 | V |  | F | RM | PD | ZABB | HGQ | 3410121000 | PC |  | 1 | CNJOCHE21 | [5 empty] | 1 | 0 | PC | 2021-03-11 | 0 | PC
VTS-OTD33202080S-1 | JDZX11-35R 33/√3/0.11/√3;3P, 30VA |  | 121EL-VT | 3GB |  | 12H | COMM | CS03 | Z001 | V |  | F | RM | PD | ZABB | HGQ | 3410121000 | PC |  | 1 | CNDUYAN | [5 empty] | 1 | 0 | PC | 2020-11-12 | 0 | PC
VTS-OTD33204020S-1 | JDZX11-35R 33/v3 .11/v3kV 50VA/CL 0.5 |  | 121EL-VT |  |  | B03 | COMM | CS03 | Z001 | V |  | F | RM | PD | ZABB | HGQ | 3410121000 | PC |  | 1 | CNXIHE4 | [5 empty] | 1 | 0 | PC | 2011-08-08 | 0 | PC
VTS-OTD33204020S-2 | JDZX11-35R 33/v3 0.11/v3kV,50VA/CL0.5 |  | 121EL-VT | 3GB |  | 12H | COMM | CS03 | Z001 | V |  | F | RM | PD | ZABB | HGQ | 3410121000 | PC |  | 1 | CNXIHE4 | [5 empty] | 1 | 0 | PC | 2013-08-26 | 0 | PC
VTS-OTD33208020S-1 | JDZX11-35R 33/v3 0.11/v3 kV 100VA/CL0.5 |  | 121EL-VT | 3GB |  | 12H | COMM | CS03 | Z001 | V |  | F | RM | PD | ZABB | HGQ | 3410121000 | PC |  | 1 | CNXIHE4 | [5 empty] | 1 | 0 | PC | 2013-02-28 | 0 | PC
VTS-OTD3322-9823-1 | JDZX11-35W 33/v3 .11/v3 .11/3kV,120VA/0. |  | 121EL-VT | 3GB |  | 12H | COMM | CS03 | Z001 | V |  | F | RM | PD | ZABB | HGQ | 3410121000 | PC |  | 1 | CNXIHE4 | [5 empty] | 1 | 0 | PC | 2009-11-19 | 0 | PC
VTS-OTD33222224223 | JDZX11-35W 33/v3 0.11/v3 0.11/v3 0.11/3K |  | 121EL-VT | 3GB |  | 12H | COMM | CS03 | Z001 | V |  | F | RM | PD | ZABB | HGQ | 3410121000 | PC |  | 1 | T_GUIHUA_YE | [5 empty] | 1 | 0 | PC | 2016-02-23 | 0 | PC
VTS-OTD33224111123 | JDZX11-35R 33/rt3: 0.11/rt3 : 0.11/rt3 : |  | 121EL-VT | 3GB |  | 12H | COMM | CS03 | Z001 | V |  | F | RM | PD | ZABB | HGQ | 3410121000 | PC |  | 1 | CNSHCHE22 | [5 empty] | 1 | 0 | PC | 2021-08-10 | 0 | PC
VTS-OTD33224242823 | JDZX13-35R 33/v3 0.11/v3 0.11/v3 0.11/v3 |  | 121EL-VT | 3GB |  | 12H | COMM | CS03 | Z001 | V |  | F | RM | PD | ZABB | HGQ | 3410121000 | PC |  | 1 | CNXIHE4 | [5 empty] | 1 | 0 | PC | 2016-08-03 | 0 | PC
VTS-OTD33224423S-1 | JDZX13-35R 33/v3 .11/v3 0.11/3KV 50VA/CL |  | 121EL-VT | 3GB |  | 12H | COMM | CS03 | Z001 | V |  | F | RM | PD | ZABB | HGQ | 3410121000 | PC |  | 1 | CNXIHE4 | [5 empty] | 1 | 0 | PC | 2011-08-19 | 0 | PC
VTS-OTD33224423S-2 | JDZX11-35R 33/v3 0.11/v3 0.11/3 kV |  | 121EL-VT |  |  | B03 | COMM | CS03 | Z001 | V |  | F | RM | PD | ZABB | HGQ | 3410121000 | PC |  | 1 | CNXIHE4 | [5 empty] | 1 | 0 | PC | 2013-06-18 | 0 | PC
VTS-OTD33228823S-1 | JDZX11-35R 33/v3 0.11/v3 0.11/3 kV W.TUB |  | 121EL-VT | 3GB |  | 12H | COMM | CS03 | Z001 | V |  | F | RM | PD | ZABB | HGQ | 3410121000 | PC |  | 1 | T_GUIHUA_YE | [5 empty] | 1 | 0 | PC | 2013-07-09 | 0 | PC
VTS-OTD33228833S-1 | JDZX11-35R 33/v3 0.11/v3 0.11/3 kV |  | 121EL-VT | 3GB |  | 12H | COMM | CS03 | Z001 | V |  | F | RM | PD | ZABB | HGQ | 3410121000 | PC |  | 1 | CNXIHE4 | [5 empty] | 1 | 0 | PC | 2013-07-08 | 0 | PC
VTS-OTD3322II23S-1 | JDZX11-35R 33/rt3: 0.11/rt3 0.11/3 kV W. |  | 121EL-VT | 3GB |  | 12H | COMM | CS03 | Z001 | V |  | F | RM | PD | ZABB | HGQ | 3410121000 | PC |  | 1 | T_GUIHUA_YE | [5 empty] | 1 | 0 | PC | 2012-03-09 | 0 | PC
VTS-OTD33242223S-1 | JDZX11-35R 33/√3/0.11/√3/0.11/√3 |  | 121EL-VT | 3GB |  | 12H | COMM | CS03 | Z001 | V |  | F | RM | PD | ZABB | HGQ | 3410121000 | PC |  | 1 | CNDUYAN | [5 empty] | 1 | 0 | PC | 2020-11-12 | 0 | PC
VTS-OTD33244423S-1 | JDZX11-35R 33/v3 0.11/v3 0.11/v3kV |  | 121EL-VT |  |  | B03 | COMM | CS03 | Z001 | V |  | F | RM | PD | ZABB | HGQ | 3410121000 | PC |  | 1 | CNXIHE4 | [5 empty] | 1 | 0 | PC | 2013-06-13 | 0 | PC
VTS-OTD3324HH23S-1 | JDZXR-3C 3.3/v3 0.11/v3 0.11/v3 kV W.TUB |  | 121EL-VT | 3GB |  | 12H | COMM | CS03 | Z001 | V |  | F | RM | PD | ZABB | HGQ | 3410121000 | PC |  | 1 | T_GUIHUA_YE | [5 empty] | 1 | 0 | PC | 2012-03-05 | 0 | PC
VTS-OTD3324HH23S-2 | JDZXR-3C 3.3/v3 0.11/v3 0.11/v3 kV W.TUB |  | 121EL-VT | 3GB |  | 12H | COMM | CS03 | Z001 | V |  | F | RM | PD | ZABB | HGQ | 3410121000 | PC |  | 1 | T_GUIHUA_YE | [5 empty] | 1 | 0 | PC | 2013-01-17 | 0 | PC
VTS-OTD34113813S-1 | JDZX11-35R 34.5/v3 0.1/v3 0.1/3kV |  | 121EL-VT | 3GB |  | 12H | COMM | CS03 | Z001 | V |  | F | RM | PD | ZABB | HGQ | 3410121000 | PC |  | 1 | CNXIHE4 | [5 empty] | 1 | 0 | PC | 2014-05-23 | 0 | PC
VTS-OTD3422-4423S | JDZXR22-35C 34.5/v3:0.11/v3:0.11/3 kV |  | 121EL-VT |  |  | 129 | COMM | CS03 | Z001 | V |  | F | RM | PD | ZABB | HGQ | 3410121000 | PC |  | 1 | CNJISU10 | [5 empty] | 1 | 0 | PC | 2021-10-09 | 0 | PC
VTS-OTD34222844223 | JDZX13-35R 34.5/v3 0.11/v3 0.11/v3 0.11/ |  | 121EL-VT | 3GB |  | 12H | COMM | CS03 | Z001 | V |  | F | RM | PD | ZABB | HGQ | 3410121000 | PC |  | 1 | CNGELI3 | [5 empty] | 1 | 0 | PC | 2019-03-26 | 0 | PC
VTS-OTD34241111-1 | JDZX11-35R 34.5/rt3: 0.11/rt3 : 0.11/rt3 |  | 121EL-VT | 3GB |  | 12H | COMM | CS03 | Z001 | V |  | F | RM | PD | ZABB | HGQ | 3410121000 | PC |  | 1 | CNXIHE4 | [5 empty] | 1 | 0 | PC | 2013-05-08 | 0 | PC
VTS-OTD347CII13S-1 | JDZX11-35R 34.5kV/V3: 115V/V3 : 115V/V3, |  | 121EL-VT |  |  | B03 | COMM | CS03 | Z001 | V |  | F | RM | PD | ZABB | HGQ | 3410121000 | PC |  | 1 | T_GUIHUA_YE | [5 empty] | 1 | 0 | PC | 2012-01-04 | 0 | PC
VTS-OTD35114413S-1 | JDZX13-35R 35/v3 .1/v3 0.1/3KV 50VA/0.2 |  | 121EL-VT | 3GB |  | 12H | COMM | CS03 | Z001 | V |  | F | RM | PD | ZABB | HGQ | 3410121000 | PC |  | 1 | CNXIHE4 | [5 empty] | 1 | 0 | PC | 2011-08-15 | 0 | PC
VTS-OTD35114423S-1 | JDZX11-35R 35/v3 0.1/v3 0.1/3 kV;W.TU |  | 121EL-VT | 3GB |  | 12H | COMM | CS03 | Z001 | V |  | F | RM | PD | ZABB | HGQ | 3410121000 | PC |  | 1 | T_GUIHUA_YE | [5 empty] | 1 | 0 | PC | 2014-06-25 | 0 | PC
VTS-OTD3522-4423S1 | JDZX11-35R 35/v3¦.11/v3¦.11/3kV 0.5/3P |  | 121EL-OT | 3GB |  | 12H | COMM | CS03 | Z001 | V |  | F | RM | PD | ZABB | HGQ | 3410121000 | PC |  | 1 | CNXIHE4 | [5 empty] | 1 | 0 | PC | 2010-10-13 | 0 | PC
VTS-OTD35224423S-1 | JDZX11-35R 35/√3 / 0.11/√3 / 0.11/3 |  | 121EL-VT | 3GB |  | 12H | COMM | CS03 | Z001 | V |  | F | RM | PD | ZABB | HGQ | 3410121000 | PC |  | 1 | CNDUYAN | [5 empty] | 1 | 0 | PC | 2020-08-14 | 0 | PC
VTS-OTD38228823S-1 | JDZX11-35R 38.5/v3¦.11/v3¦.11/3KV 0.5/3P |  | 121EL | 3GB |  | 12H | COMM | CS03 | Z001 | V |  | F | RM | PD | ZABB | HGQ | 3410120000 | PC |  | 1 | Y_PPM_01 | [5 empty] | 1 | 0 | PC | 2007-12-24 | 0 | PC
VTS-OTD38228823S-2 | JDZX11-35R 38.5/v3 0.11/v3 0.11/3kV |  | 121EL-VT | 3GB |  | 12H | COMM | CS03 | Z001 | V |  | F | RM | PD | ZABB | HGQ | 3410121000 | PC |  | 1 | CNXIHE4 | [5 empty] | 1 | 0 | PC | 2014-10-29 | 0 | PC
VTS-OTD38228823S-3 | JDZX11-35R 38.5/v3 0.11/v3 0.11/3 kV |  | 121EL-VT | 3GB |  | 12H | COMM | CS03 | Z001 | V |  | F | RM | PD | ZABB | HGQ | 3410121000 | PC |  | 1 | CNXIHE4 | [5 empty] | 1 | 0 | PC | 2015-11-17 | 0 | PC
VTS-OTD41111228123 | JDZX17-6R 4.16/v3 .1/v3 .1/v3 .1/3kV |  | 121EL-CT | 3GB |  | 12H | COMM | CS03 | Z001 | V |  | F | RM | PD | ZABB | HGQ | 3410121000 | PC |  | 1 | T_GUIHUA_YE | [5 empty] | 1 | 0 | PC | 2012-07-09 | 0 | PC
VTS-OTD41205020S-1 | JDZX17-6R 4.16/v3 0.11/v3 kV,60VA/CL0.5 |  | 121EL-VT | 3GB |  | 12H | COMM | CS03 | Z001 | V |  | F | RM | PD | ZABB | HGQ | 3410121000 | PC |  | 1 | CNXIHE4 | [5 empty] | 1 | 0 | PC | 2013-04-18 | 0 | PC
VTS-OTD4210-4020-1 | JDZX15-20 22/v3 0.1/v3 kV 50VA/CL0.5 |  | 121EL-VT |  |  | B03 | COMM | CS03 | Z001 | V |  | F | RM | PD | ZABB | HGQ | 3410121000 | PC |  | 1 | T_GUIHUA_YE | [5 empty] | 1 | 0 | PC | 2011-11-17 | 0 | PC
VTS-OTD42104020S-1 | JDZX15-20R 22/v3 0.1/v3kV 50VA/CL0.5 |  | 121EL-VT | 3GB |  | 12H | COMM | CS03 | Z001 | V |  | F | RM | PD | ZABB | HGQ | 3410121000 | PC |  | 1 | CNXIHE4 | [5 empty] | 1 | 0 | PC | 2015-03-12 | 0 | PC
VTS-OTD42114423S-1 | JDZX15-20R 22/v3 0.1/v3 0.1/3 kV 0.5/3P |  | 121EL-VT | 3GB |  | 12H | COMM | CS03 | Z001 | V |  | F | RM | PD | ZABB | HGQ | 3410121000 | PC |  | 1 | CNXIHE4 | [5 empty] | 1 | 0 | PC | 2013-09-10 | 0 | PC
VTS-OTD42208020S-1 | JDZX15-20R 22000/v3 110/v3 W.TUBE |  | 121EL-VT | 3GB |  | 12H | COMM | CS03 | Z001 | V |  | F | RM | PD | ZABB | HGQ | 3410121000 | PC |  | 1 | T_GUIHUA_YE | [5 empty] | 1 | 0 | PC | 2012-02-17 | 0 | PC
VTS-OTD42208020S-2 | JDZX15-20R 22/v3 0.11/v3kV,100VA/CL0.5 |  | 121EL-VT | 3GB |  | 12H | COMM | CS03 | Z001 | V |  | F | RM | PD | ZABB | HGQ | 3410121000 | PC |  | 1 | CNXIHE4 | [5 empty] | 1 | 0 | PC | 2014-09-09 | 0 | PC
VTS-OTD42208020S-3 | JDZX15-20 22 /v3 0.11/v3 kV 100VA/CL0.5 |  | 121EL-VT |  |  | B03 | COMM | CS03 | Z001 | V |  | F | RM | PD | ZABB | HGQ | 3410121000 | PC |  | 1 | CNXIHE4 | [5 empty] | 1 | 0 | PC | 2015-07-09 | 0 | PC
VTS-OTD42208030S-1 | JDZX15-20R 22/v3 0.11/v3kV 100VA/CL1.0 |  | 121EL-VT | 3GB |  | 12H | COMM | CS03 | Z001 | V |  | F | RM | PD | ZABB | HGQ | 3410121000 | PC |  | 1 | CNXIHE4 | [5 empty] | 1 | 0 | PC | 2015-04-02 | 0 | PC
VTS-OTD42208030S-2 | JDZX15-20R 22kV/√3: 110V/√3 CL.1,100VA |  | 121EL-VT | 3GB |  | 12H | COMM | CS03 | Z001 | V |  | F | RM | PD | ZABB | HGQ | 3410121000 | PC |  | 1 | CNJOCHE21 | [5 empty] | 1 | 0 | PC | 2021-03-31 | 0 | PC
VTS-OTD4220J020S-1 | JDZX15-20R 22/v3 0.11/v3 kV 80VA/CL0.5 |  | 121EL-VT | 3GB |  | 12H | COMM | CS03 | Z001 | V |  | F | RM | PD | ZABB | HGQ | 3410121000 | PC |  | 1 | CNXIHE4 | [5 empty] | 1 | 0 | PC | 2013-07-22 | 0 | PC
VTS-OTD4222-8823-1 | JDZX15-20 22000/v3 110/v3 110/3V 100VA/ |  | 121EL-VT | 3GB |  | 12H | COMM | CS03 | Z001 | V |  | F | RM | PD | ZABB | HGQ | 3410121000 | PC |  | 1 | CNXIHE4 | [5 empty] | 1 | 0 | PC | 2010-09-30 | 0 | PC
VTS-OTD4222-I413S | JDZX15-20R5 22/√3/0.11/√3/0.11/3kV |  | 121EL-VT |  |  | 129 | COMM | CS03 | Z001 | V |  | F | RM | PD | ZABB | HGQ | 3410121000 | PC |  | 1 | CNJOCHE21 | [5 empty] | 1 | 0 | PC | 2021-07-03 | 0 | PC
VTS-OTD42222223S-1 | JDZX15-20R 22/v3 0.11/v3 0.11/3 kV W.TUB |  | 121EL-VT | 3GB |  | 12H | COMM | CS03 | Z001 | V |  | F | RM | PD | ZABB | HGQ | 3410121000 | PC |  | 1 | T_GUIHUA_YE | [5 empty] | 1 | 0 | PC | 2012-05-22 | 0 | PC
VTS-OTD42222223S-2 | JDZX15-20R 22/v3 0.11/v3 0.11/3kV 0.5/3P |  | 121EL-VT | 3GB |  | 12H | COMM | CS03 | Z001 | V |  | F | RM | PD | ZABB | HGQ | 3410121000 | PC |  | 1 | CNXIHE4 | [5 empty] | 1 | 0 | PC | 2014-11-04 | 0 | PC
VTS-OTD42222423S-1 | JDZX15-20R 22000/v3 110/v3 110/3V W.TUBE |  | 121EL-VT | 3GB |  | 12H | COMM | CS03 | Z001 | V |  | F | RM | PD | ZABB | HGQ | 3410121000 | PC |  | 1 | T_GUIHUA_YE | [5 empty] | 1 | 0 | PC | 2012-04-01 | 0 | PC
VTS-OTD42224423S-1 | JDZX15-20R 22/v3 0.11/v3 0.11/3kV |  | 121EL-VT | 3GB |  | 12H | COMM | CS03 | Z001 | V |  | F | RM | PD | ZABB | HGQ | 3410121000 | PC |  | 1 | CNXIHE4 | [5 empty] | 1 | 0 | PC | 2011-04-12 | 0 | PC
VTS-OTD42224423S-2 | JDZX15-20R 22000/v3 110/v3 110/3V 50VA/ |  | 121EL-VT | 3GB |  | 12H | COMM | CS03 | Z001 | V |  | F | RM | PD | ZABB | HGQ | 3410121000 | PC |  | 1 | CNXIHE4 | [5 empty] | 1 | 0 | PC | 2011-05-10 | 0 | PC
VTS-OTD42224423S-3 | JDZX15-20R 22/v3 0.11/v3 0.11/3 kV |  | 121EL-VT | 3GB |  | 12H | COMM | CS03 | Z001 | V |  | F | RM | PD | ZABB | HGQ | 3410121000 | PC |  | 1 | T_GUIHUA_YE | [5 empty] | 1 | 0 | PC | 2011-11-17 | 0 | PC
VTS-OTD42224423S-5 | JDZX15-20R 22/v3 0.11/v3 0.11/3 kV W.TUB |  | 121EL-VT | 3GB |  | 12H | COMM | CS03 | Z001 | V |  | F | RM | PD | ZABB | HGQ | 3410121000 | PC |  | 1 | T_GUIHUA_YE | [5 empty] | 1 | 0 | PC | 2012-04-09 | 0 | PC
VTS-OTD42224423S-7 | JDZX15-20R 22/v3 0.11/v3 0.11/3 kV |  | 121EL-VT | 3GB |  | 12H | COMM | CS03 | Z001 | V |  | F | RM | PD | ZABB | HGQ | 3410121000 | PC |  | 1 | CNXIHE4 | [5 empty] | 1 | 0 | PC | 2013-02-20 | 0 | PC
VTS-OTD42224423S-8 | JDZX15-20R 22/v3 0.11/v3 0.11/3 kV |  | 121EL-VT | 3GB |  | 12H | COMM | CS03 | Z001 | V |  | F | RM | PD | ZABB | HGQ | 3410121000 | PC |  | 1 | T_GUIHUA_YE | [5 empty] | 1 | 0 | PC | 2014-05-21 | 0 | PC
VTS-OTD42224423S-9 | JDZX15-20R 22/V3:0.11/V3:0.11/3 |  | 121EL-VT | 3GB |  | 12H | COMM | CS03 | Z001 | V |  | F | RM | PD | ZABB | HGQ | 3410121000 | PC |  | 1 | CNDUYAN | [5 empty] | 1 | 0 | PC | 2020-08-05 | 0 | PC
VTS-OTD42228823S-1 | JDZX15-20R 22000/v3 110/v3 110/3 V W.TUB |  | 121EL-VT | 3GB |  | 12H | COMM | CS03 | Z001 | V |  | F | RM | PD | ZABB | HGQ | 3410121000 | PC |  | 1 | T_GUIHUA_YE | [5 empty] | 1 | 0 | PC | 2012-04-16 | 0 | PC
VTS-OTD42228833S-1 | JDZX15-20R 22/v3 0.11/v3 0.11/3 kV |  | 121EL-VT | 3GB |  | 12H | COMM | CS03 | Z001 | V |  | F | RM | PD | ZABB | HGQ | 3410121000 | PC |  | 1 | CNXIHE4 | [5 empty] | 1 | 0 | PC | 2013-05-15 | 0 | PC
VTS-OTD4222HH23S-1 | JDZX15-20R 22/v3 0.11/v3 0.11/v3 kV |  | 121EL-VT | 3GB |  | 12H | COMM | CS03 | Z001 | V |  | F | RM | PD | ZABB | HGQ | 3410121000 | PC |  | 1 | CNXIHE4 | [5 empty] | 1 | 0 | PC | 2015-06-29 | 0 | PC
VTS-OTD4222II13S-1 | JDZX15-20R 22000/v3 110/v3 110/3V 20VA/C |  | 121EL-VT | 3GB |  | 12H | COMM | CS03 | Z001 | V |  | F | RM | PD | ZABB | HGQ | 3410121000 | PC |  | 1 | CNXIHE4 | [5 empty] | 1 | 0 | PC | 2015-07-02 | 0 | PC
VTS-OTD42241113S-1 | JDZX15-20R 22/v3 0.11/v3 0.11/v3 kV CL0. |  | 121EL-VT | 3GB |  | 12H | COMM | CS03 | Z001 | V |  | F | RM | PD | ZABB | HGQ | 3410121000 | PC |  | 1 | CNXIHE4 | [5 empty] | 1 | 0 | PC | 2012-06-29 | 0 | PC
VTS-OTD42242223S-1 | JDZX15-20R 22/v3 0.11/v3 0.11/v3 kV W.TU |  | 121EL-VT | 3GB |  | 12H | COMM | CS03 | Z001 | V |  | F | RM | PD | ZABB | HGQ | 3410121000 | PC |  | 1 | T_GUIHUA_YE | [5 empty] | 1 | 0 | PC | 2012-06-26 | 0 | PC
VTS-OTD42242223S-2 | JDZX15-20R 22/v3 0.11/v3 0.11/v3kV W.TU |  | 121EL-VT | 3GB |  | 12H | COMM | CS03 | Z001 | V |  | F | RM | PD | ZABB | HGQ | 3410121000 | PC |  | 1 | CNXIHE4 | [5 empty] | 1 | 0 | PC | 2012-09-04 | 0 | PC
VTS-OTD42242223S-3 | JDZX15-20R 22/√3/0.11/√3/0.11/√3kV |  | 121EL-VT | 3GB |  | 12H | COMM | CS03 | Z001 | V |  | F | RM | PD | ZABB | HGQ | 3410121000 | PC |  | 1 | CNDUYAN | [5 empty] | 1 | 0 | PC | 2020-11-12 | 0 | PC
VTS-OTD42244423S-1 | JDZX15-20R 22/v3 0.11/v3 0.11/v3 kV W.TU |  | 121EL-VT | 3GB |  | 12H | COMM | CS03 | Z001 | V |  | F | RM | PD | ZABB | HGQ | 3410121000 | PC |  | 1 | T_GUIHUA_YE | [5 empty] | 1 | 0 | PC | 2015-04-07 | 0 | PC
VTS-OTD4224853CS-1 | JDZX15-20R 22kV/√3: 110V/√3:110V/√3 CL. |  | 121EL-VT | 3GB |  | 12H | COMM | CS03 | Z001 | V |  | F | RM | PD | ZABB | HGQ | 3410121000 | PC |  | 1 | CNJOCHE21 | [5 empty] | 1 | 0 | PC | 2021-01-29 | 0 | PC
VTS-OTD4224II13S-1 | JDZX15-20R 22/v3 0.11/v3 0.11/v3kV |  | 121EL-VT | 3GB |  | 12H | COMM | CS03 | Z001 | V |  | F | RM | PD | ZABB | HGQ | 3410121000 | PC |  | 1 | CNXIHE4 | [5 empty] | 1 | 0 | PC | 2014-06-18 | 0 | PC
VTS-OTD4224II13S-2 | JDZX15-20R 22/v3 0.11/v3 0.11/v3 kV |  | 121EL-VT |  |  | B03 | COMM | CS03 | Z001 | V |  | F | RM | PD | ZABB | HGQ | 3410121000 | PC |  | 1 | CNXIHE4 | [5 empty] | 1 | 0 | PC | 2015-09-18 | 0 | PC
VTS-OTD4324HH23S-1 | JDZXR-10C 13.2/v3 0.11/v3 0.11/v3kV |  | 121EL-VT | 3GB |  | 12H | COMM | CS03 | Z001 | V |  | F | RM | PD | ZABB | HGQ | 3410121000 | PC |  | 1 | CNXIHE4 | [5 empty] | 1 | 0 | PC | 2013-12-16 | 0 | PC
VTS-OTD4339LL13S-1 | JDZX15-20R 13.2/v3 0.12/v3 0.12/v3 kV |  | 121EL-VT | 3GB |  | 12H | COMM | CS03 | Z001 | V |  | F | RM | PD | ZABB | HGQ | 3410121000 | PC |  | 1 | CNXIHE4 | [5 empty] | 1 | 0 | PC | 2013-05-31 | 0 | PC
VTS-OTD44224423S-1 | JDZX17-10R 13.8/v3¦.11/v3¦.11/3KV 0.5/3P |  | 121EL | 3GB |  | 12H | COMM | CS03 | Z001 | V |  | F | RM | PD | ZABB | HGQ | 3410121000 | PC |  | 1 | CNXIHE4 | [5 empty] | 1 | 0 | PC | 2008-02-19 | 0 | PC
VTS-OTD44224423S-2 | JDZX13-10R 13.8/v3¦.11/v3¦.11/3KV 0.5/3P |  | 121EL | 3GB |  | 12H | COMM | CS03 | Z001 | V |  | F | RM | PD | ZABB | HGQ | 3410121000 | PC |  | 1 | CNXIHE4 | [5 empty] | 1 | 0 | PC | 2008-02-25 | 0 | PC
VTS-OTD4439LL23S-1 | JDZX17-10R 13.8kV/rt3:120V/rt3:120V/rt3 |  | 121EL-VT | 3GB |  | 12H | COMM | CS03 | Z001 | V |  | F | RM | PD | ZABB | HGQ | 3410121000 | PC |  | 1 | CNXIHE4 | [5 empty] | 1 | 0 | PC | 2013-05-23 | 0 | PC
VTS-OTD4439LL23S-2 | JDZXR-10C 13.8/v3 0.12/v3 0.12/v3kV |  | 121EL-VT | 3GB |  | 12H | COMM | CS03 | Z001 | V |  | F | RM | PD | ZABB | HGQ | 3410121000 | PC |  | 1 | CNXIHE4 | [5 empty] | 1 | 0 | PC | 2014-03-24 | 0 | PC
VTS-OTD44778I24183 | JDZX9-20NG1-A,13.8/V3/0.115/V3/0.115/ |  | 121EL-VT | 3GB |  | 12H | COMM | CS03 | Z001 | V |  | F | RM | PD | ZABB | HGQ | 3410121000 | PC |  | 1 | CNSOLIN2 | [5 empty] | 1 | 0 | PC | 2014-09-25 | 0 | PC
VTS-OTD45114423S-1 | JDZX17-6R 5.5/v3¦.1/v3¦.1/3kV 0.5/3P |  | 121EL-VT | 3GB |  | 12H | COMM | CS03 | Z001 | V |  | F | RM | PD | ZABB | HGQ | 3410121000 | PC |  | 1 | CNXIHE4 | [5 empty] | 1 | 0 | PC | 2009-12-10 | 0 | PC
VTS-OTD45204020S-1 | JDZXR-6C 5.5/v3¦0.11/v3kV 0.5/50VA |  | 121EL-VT | 3GB |  | 12H | COMM | CS03 | Z001 | V |  | F | RM | PD | ZABB | HGQ | 3410121000 | PC |  | 1 | CNXIHE4 | [5 empty] | 1 | 0 | PC | 2009-06-22 | 0 | PC
VTS-OTD46111222283 | JDZX11-35R 30/v3¦0.1/v3¦0.1/v3¦0.1¦3KV |  | 121EL-VT | 3GB |  | 12H | COMM | CS03 | Z001 | V |  | F | RM | PD | ZABB | HGQ | 3410121000 | PC |  | 1 | CNXIHE4 | [5 empty] | 1 | 0 | PC | 2010-07-29 | 0 | PC
VTS-OTD4822H413S-1 | JDZX11-35W 44/v3 0.11/v3 0.11/3V kV 25V |  | 121EL-VT | 3GB |  | 12H | COMM | CS03 | Z001 | V |  | F | RM | PD | ZABB | HGQ | 3410121000 | PC |  | 1 | T_GUIHUA_YE | [5 empty] | 1 | 0 | PC | 2014-03-06 | 0 | PC
VTS-OTD50111III183 | JDZX11-35R 22.9/v3¦0.1/v3¦0.1/v3¦0.1/3KV |  | 121EL-VT | 3GB |  | 12H | COMM | CS03 | Z001 | V |  | F | RM | PD | ZABB | HGQ | 3410121000 | PC |  | 1 | CNXIHE4 | [5 empty] | 1 | 0 | PC | 2011-04-14 | 0 | PC
VTS-OTD50132213-1 | JDZX11-35W 22.9kV/rt3: 100V/rt3: 100V/rt |  | 121EL-VT | 3GB |  | 12H | COMM | CS03 | Z001 | V |  | F | RM | PD | ZABB | HGQ | 3410121000 | PC |  | 1 | CNXIHE4 | [5 empty] | 1 | 0 | PC | 2012-07-17 | 0 | PC
VTS-OTD50222222183 | JDZX11-35W 22.9/v3 2x0.11/v3 0.11/3kV |  | 121EL-VT | 3GB |  | 12H | COMM | CS03 | Z001 | V |  | F | RM | PD | ZABB | HGQ | 3410121000 | PC |  | 1 | CNXIHE4 | [5 empty] | 1 | 0 | PC | 2015-02-09 | 0 | PC
VTS-OTD54224423S-1 | JDZXR-6C 7.2/v3 0.11/v3 0.11/3kV CL0.5/5 |  | 121EL-VT | 3GB |  | 12H | COMM | CS03 | Z001 | V |  | F | RM | PD | ZABB | HGQ | 3410121000 | PC |  | 1 | CNXIHE4 | [5 empty] | 1 | 0 | PC | 2012-05-28 | 0 | PC
VTS-OTD54378823S-1 | JDZX13-6R 7.2/v3 0.12/v3 0.12/3kV 0.5/3P |  | 121EL-VT |  |  | B03 | COMM | CS03 | Z001 | V |  | F | RM | PD | ZABB | HGQ | 3410121000 | PC |  | 1 | CNXIHE4 | [5 empty] | 1 | 0 | PC | 2014-11-21 | 0 | PC
VTS-OTD627CLL13S-1 | JDZXR-10C 11.4/v3 0.115/v3 0.115/v3kV |  | 121EL-VT | 3GB |  | 12H | COMM | CS03 | Z001 | V |  | F | RM | PD | ZABB | HGQ | 3410121000 | PC |  | 1 | CNXIHE4 | [5 empty] | 1 | 0 | PC | 2014-09-25 | 0 | PC
VTS-OTG03104020S-1 | JDZXR22-3C1 3/v3 0.11/v3kV CL0.5/50VA |  | 121EL-VT | 3GB |  | B12 | COMM | CS03 | Z001 | V |  | F | RM | PD | ZABB | HGQ | 3410121000 | PC |  | 1 | CNXIHE4 | [5 empty] | 1 | 0 | PC | 2015-09-21 | 0 | PC
VTS-OTG0420-2020S1 | JDZXR22-10C1 3.3/√3/0.11/√3kV 0.5 30VA |  | 121EL-VT | 3GB |  | 12H | COMM | CS03 | Z001 | V |  | F | RM | PD | ZABB | HGQ | 3410121000 | PC |  | 1 | CNJISU10 | [5 empty] | 1 | 0 | PC | 2022-01-21 | 0 | PC
VTS-OTG04222LLL11S | JDZXR23-3 3.3/v3 :0.11/v3 : 0.11/v3 :0.1 |  | 121EL-VT | 3GB |  | B12 | COMM | CS03 | Z001 | V |  | F | RM | PD | ZABB | HGQ | 3410121000 | PC |  | 1 | CNXIHE4 | [5 empty] | 1 | 0 | PC | 2017-12-08 | 0 | PC
VTS-OTG04224423S-1 | JDZXR22-3C1 3.3/v3 0.11/v3 0.11/3 kV |  | 121EL-VT | 3GB |  | 12H | COMM | CS03 | Z001 | V |  | F | RM | PD | ZABB | HGQ | 3410121000 | PC |  | 1 | CNDUYAN | [5 empty] | 1 | 0 | PC | 2020-09-07 | 0 | PC
VTS-OTG0424-HH23S | JDZXR23-3 3.3/√3/0.11/√3kV 0.5,25VA |  | 121EL-VT | 3GB |  | 12H | COMM | CS03 | Z001 | V |  | F | RM | PD | ZABB | HGQ | 3410121000 | PC |  | 1 | CNJOCHE21 | [5 empty] | 1 | 0 | PC | 2021-09-15 | 0 | PC
VTS-OTG0424-HH23S1 | JDZXR22-3C1 3.3/√3/0.11/√3kV 0.5,25VA |  | 121EL-VT | 3GB |  | 12H | COMM | CS03 | Z001 | V |  | F | RM | PD | ZABB | HGQ | 3410121000 | PC |  | 1 | CNJOCHE21 | [5 empty] | 1 | 0 | PC | 2021-09-15 | 0 | PC
VTS-OTG06114423-1 | JDZX22-6C1 6/v3 0.1/v3 0.1/3 kV 50VA/CL0 |  | 121EL-VT |  |  | B03 | COMM | CS03 | Z001 | V |  | F | RM | PD | ZABB | HGQ | 3410121000 | PC |  | 1 | T_GUIHUA_YE | [5 empty] | 1 | 0 | PC | 2015-04-24 | 0 | PC
VTS-OTG06114423S-1 | JDZXR23-6 6/v3 0.1/v3 0.1/3 kV 50VA/CL0. |  | 121EL-VT | 3GB |  | B12 | COMM | CS03 | Z001 | V |  | F | RM | PD | ZABB | HGQ | 3410121000 | PC |  | 1 | T_GUIHUA_YE | [5 empty] | 1 | 0 | PC | 2015-04-24 | 0 | PC
VTS-OTG06114423S-2 | JDZXR22-6C1 6/v3 0.1/v3 0.1/3kV 50VA/CL0 |  | 121EL-VT | 3GB |  | B12 | COMM | CS03 | Z001 | V |  | F | RM | PD | ZABB | HGQ | 3410121000 | PC |  | 1 | CNXIHE4 | [5 empty] | 1 | 0 | PC | 2015-06-12 | 0 | PC
VTS-OTG06114423S-3 | JDZXR23-6 6/v3 0.1/v3 0.1/3kV 50VA/CL0. |  | 121EL-VT | 3GB |  | B12 | COMM | CS03 | Z001 | V |  | F | RM | PD | ZABB | HGQ | 3410121000 | PC |  | 1 | CNXIHE4 | [5 empty] | 1 | 0 | PC | 2015-06-12 | 0 | PC
VTS-OTG06114423S-4 | JDZXR22-10C1 6/v3 0.1/v3 0.1/3kV |  | 121EL-VT | 3GB |  | 12H | COMM | CS03 | Z001 | V |  | F | RM | PD | ZABB | HGQ | 3410121000 | PC |  | 1 | CNDUYAN | [5 empty] | 1 | 0 | PC | 2020-08-21 | 0 | PC
VTS-OTG06116I2223S | JDZXR22-6C1 6/v3 0.1/v3 0.1/v3 0.1/3 kV |  | 121EL-VT |  |  | B03 | COMM | CS03 | Z001 | V |  | F | RM | PD | ZABB | HGQ | 3410121000 | PC |  | 1 | T_GUIHUA_YE | [5 empty] | 1 | 0 | PC | 2015-12-02 | 0 | PC
VTS-OTG06224423S-1 | JDZXR22-6C1 6/v3 0.11/v3 0.11/3kV |  | 121EL-VT | 3GB |  | B12 | COMM | CS03 | Z001 | V |  | F | RM | PD | ZABB | HGQ | 3410121000 | PC |  | 1 | T_GUIHUA_YE | [5 empty] | 1 | 0 | PC | 2015-12-10 | 0 | PC
VTS-OTG06224423S-2 | JDZXR22-6C1 6/v3 0.11/v3 0.11/3kV |  | 121EL-VT |  |  | B03 | COMM | CS03 | Z001 | V |  | F | RM | PD | ZABB | HGQ | 3410121000 | PC |  | 1 | CNXIHE4 | [5 empty] | 1 | 0 | PC | 2017-09-15 | 0 | PC
VTS-OTG0711-2423S | JDZXR23-10 6.6/v3 0.1/v3 0.1/3kV |  | 121EL-VT | 3GB |  | 12H | COMM | CS03 | Z001 | V |  | F | RM | PD | ZABB | HGQ | 3410121000 | PC |  | 1 | CNJISU10 | [5 empty] | 1 | 0 | PC | 2022-03-29 | 0 | PC
VTS-OTG0711-4423S | JDZXR22-10C1 6.6/√3/0.1/√3kV 0.5 50VA |  | 121EL-VT | 3GB |  | 12H | COMM | CS03 | Z001 | V |  | F | RM | PD | ZABB | HGQ | 3410121000 | PC |  | 1 | CNJISU10 | [5 empty] | 1 | 0 | PC | 2022-01-12 | 0 | PC
VTS-OTG0720-2020S1 | JDZXR22-6C1 6.6/v3:0.11/v3 |  | 121EL-VT | 3GB |  | 12H | COMM | CS03 | Z001 | V |  | F | RM | PD | ZABB | HGQ | 3410121000 | PC |  | 1 | CNJOCHE21 | [5 empty] | 1 | 0 | PC | 2022-02-14 | 0 | PC
VTS-OTG0720-4020S | JDZXR22-6C1 6.6kV/v3 0.11/v3 50VA/CL0.5 |  | 121EL-VT |  |  | B03 | COMM | CS03 | Z001 | V |  | F | RM | PD | ZABB | HGQ | 3410121000 | PC |  | 1 | CNXIHE4 | [5 empty] | 1 | 0 | PC | 2015-04-28 | 0 | PC
VTS-OTG0720-8030-1 | JDZX22-10C1 6.6kV/V3:0.11kV/V3 1.0 100VA |  | 121EL-VT | 3GB |  | 12H | COMM | CS03 | Z001 | V |  | F | RM | PD | ZABB | HGQ | 3410121000 | PC |  | 1 | CNJISU10 | [5 empty] | 1 | 0 | PC | 2021-09-23 | 0 | PC
VTS-OTG0720-8030-2 | JDZX22-10C1 6.6kV/V3:0.11kV/V3 3.0 300VA |  | 121EL-VT |  |  | 129 | COMM | CS03 | Z001 | V |  | F | RM | PD | ZABB | HGQ | 3410121000 | PC |  | 1 | CNJISU10 | [5 empty] | 1 | 0 | PC | 2021-09-23 | 0 | PC
VTS-OTG0720-8030S | JDZXR22-10C1 6.6kV/V3:0.11/V3 |  | 121EL-VT | 3GB |  | 12H | COMM | CS03 | Z001 | V |  | F | RM | PD | ZABB | HGQ | 3410121000 | PC |  | 1 | CNJOCHE21 | [5 empty] | 1 | 0 | PC | 2021-07-03 | 0 | PC
VTS-OTG0720-8030S1 | JDZXR28-10C1 6.6/v3/0.11/v3kV |  | 121EL-VT | 3GB |  | 12H | COMM | CS03 | Z001 | V |  | F | RM | PD | ZABB | HGQ | 3410121000 | PC |  | 1 | CNJOCHE21 | [5 empty] | 1 | 0 | PC | 2022-03-08 | 0 | PC
VTS-OTG07204020S-1 | JDZXR22-6C1 6.6/v3 0.11/v3 kV 50VA/CL0.5 |  | 121EL-VT | 3GB |  | B12 | COMM | CS03 | Z001 | V |  | F | RM | PD | ZABB | HGQ | 3410121000 | PC |  | 1 | CNXIHE4 | [5 empty] | 1 | 0 | PC | 2015-05-07 | 0 | PC
VTS-OTG07204090S-1 | JDZXR23-6 6.6/v3 0.11/v3kV |  | 121EL-VT |  |  | 129 | COMM | CS03 | Z001 | V |  | F | RM | PD | ZABB | HGQ | 3410121000 | PC |  | 1 | CNDUYAN | [5 empty] | 1 | 0 | PC | 2020-11-02 | 0 | PC
VTS-OTG07208030S-2 | JDZXR23-6 6.6/v3 0.11/v3kV,100VA/CL1.0 |  | 121EL-VT | 3GB |  | 12H | COMM | CS03 | Z001 | V |  | F | RM | PD | ZABB | HGQ | 3410121000 | PC |  | 1 | CNDUYAN | [5 empty] | 1 | 0 | PC | 2020-07-30 | 0 | PC
VTS-OTG0722-4423S | JDZXR22-6C1 6.6kV/V3:0.11/V3:0.11/3 |  | 121EL-VT | 3GB |  | 12H | COMM | CS03 | Z001 | V |  | F | RM | PD | ZABB | HGQ | 3410121000 | PC |  | 1 | CNJISU10 | [5 empty] | 1 | 0 | PC | 2022-01-28 | 0 | PC
VTS-OTG07224423S-1 | JDZXR22-6C1 6.6/v3 0.11/v3 0.11/3 kV W.T |  | 121EL-VT | 3GB |  | B12 | COMM | CS03 | Z001 | V |  | F | RM | PD | ZABB | HGQ | 3410121000 | PC |  | 1 | T_GUIHUA_YE | [5 empty] | 1 | 0 | PC | 2015-03-10 | 0 | PC
VTS-OTG07224423S-2 | JDZXR22-10C1 6.6/V3:0.11/V3:0.11/3 |  | 121EL-VT | 3GB |  | 12H | COMM | CS03 | Z001 | V |  | F | RM | PD | ZABB | HGQ | 3410121000 | PC |  | 1 | CNDUYAN | [5 empty] | 1 | 0 | PC | 2020-12-16 | 0 | PC
VTS-OTG07228833S-1 | JDZXR22-6C1 6.6/v3 0.11/v3 0.11/3kV C1: |  | 121EL-VT | 3GB |  | 12H | COMM | CS03 | Z001 | V |  | F | RM | PD | ZABB | HGQ | 3410121000 | PC |  | 1 | CNSHCHE22 | [5 empty] | 1 | 0 | PC | 2019-08-05 | 0 | PC
VTS-OTG0724-4423S1 | JDZXR22-10C1 6.6/v3: 0.11/v3: 0.11/v3kV |  | 121EL-VT | 3GB |  | 12H | COMM | CS03 | Z001 | V |  | F | RM | PD | ZABB | HGQ | 3410121000 | PC |  | 1 | CNJOCHE21 | [5 empty] | 1 | 0 | PC | 2021-08-09 | 0 | PC
VTS-OTG0724-443CS1 | JDZXR28-10C1 6.6/v3/0.11/v3/0.11/v3kV |  | 121EL-VT | 3GB |  | 12H | COMM | CS03 | Z001 | V |  | F | RM | PD | ZABB | HGQ | 3410121000 | PC |  | 1 | CNJOCHE21 | [5 empty] | 1 | 0 | PC | 2022-03-08 | 0 | PC
VTS-OTG07242223S-1 | JDZXR22-6C1 6.6/V3:0.11/V3：0.11/V3 |  | 121EL-VT | 3GB |  | 12H | COMM | CS03 | Z001 | V |  | F | RM | PD | ZABB | HGQ | 3410121000 | PC |  | 1 | CNDUYAN | [5 empty] | 1 | 0 | PC | 2020-07-03 | 0 | PC
VTS-OTG0820-2020S1 | JDZXR22-6C1 6.3/√3 kV¦0.11/√3kV |  | 121EL-VT |  |  | 129 | COMM | CS03 | Z001 | V |  | F | RM | PD | ZABB | HGQ | 3410121000 | PC |  | 1 | CNJOCHE21 | [5 empty] | 1 | 0 | PC | 2021-08-05 | 0 | PC
VTS-OTG0820-4020-1 | JDZX22-10C1 6.3/V3:0.11/V3 0.5 50VA |  | 121EL-VT | 3GB |  | 12H | COMM | CS03 | Z001 | V |  | F | RM | PD | ZABB | HGQ | 3410121000 | PC |  | 1 | CNJOCHE21 | [5 empty] | 1 | 0 | PC | 2021-04-02 | 0 | PC
VTS-OTG0820-4020S1 | JDZXR22-10C1 6.3/V3:0.11/V3 0.5 50VA |  | 121EL-VT | 3GB |  | 12H | COMM | CS03 | Z001 | V |  | F | RM | PD | ZABB | HGQ | 3410121000 | PC |  | 1 | CNJOCHE21 | [5 empty] | 1 | 0 | PC | 2021-04-02 | 0 | PC
VTS-OTG0820-H010-1 | JDZX22-10C1 6.3/√3:0.11/√3kV Cls 0.2 |  | 121EL-VT | 3GB |  | 12H | COMM | CS03 | Z001 | V |  | F | RM | PD | ZABB | HGQ | 3410121000 | PC |  | 1 | CNJOCHE21 | [5 empty] | 1 | 0 | PC | 2021-08-27 | 0 | PC
VTS-OTG0820-H020S1 | JDZXR22-10C1 |  | 121EL-VT | 3GB |  | 12H | COMM | CS03 | Z001 | V |  | F | RM | PD | ZABB | HGQ | 3410121000 | PC |  | 1 | CNJOCHE21 | [5 empty] | 1 | 0 | PC | 2021-07-26 | 0 | PC
VTS-OTG0822-2423S1 | JDZXR22-6C1 6.3/√3 kV¦0.11/√3¦0.11/3kV |  | 121EL-VT |  |  | 129 | COMM | CS03 | Z001 | V |  | F | RM | PD | ZABB | HGQ | 3410121000 | PC |  | 1 | CNJOCHE21 | [5 empty] | 1 | 0 | PC | 2021-08-06 | 0 | PC
VTS-OTG0822-4423-1 | JDZX22-10C1 6.3/v3 0.11/v3 0.11/3kV |  | 121EL-VT | 3GB |  | 12H | COMM | CS03 | Z001 | V |  | F | RM | PD | ZABB | HGQ | 3410121000 | PC |  | 1 | CNJOCHE21 | [5 empty] | 1 | 0 | PC | 2022-03-07 | 0 | PC
VTS-OTG08224423S-1 | JDZXR23-6 6.3/v3 0.11/v3 0.11/3 kV W.TUB |  | 121EL-VT | 3GB |  | B12 | COMM | CS03 | Z001 | V |  | F | RM | PD | ZABB | HGQ | 3410121000 | PC |  | 1 | T_GUIHUA_YE | [5 empty] | 1 | 0 | PC | 2015-03-10 | 0 | PC
VTS-OTG08224423S-2 | JDZXR22-6C1 6.3/v3 0.11/v3 0.11/3 kV W.T |  | 121EL-VT | 3GB |  | B12 | COMM | CS03 | Z001 | V |  | F | RM | PD | ZABB | HGQ | 3410121000 | PC |  | 1 | T_GUIHUA_YE | [5 empty] | 1 | 0 | PC | 2015-03-10 | 0 | PC
VTS-OTG0824-4423-1 | JDZX22-10C1 6.3/v3 0.11/v3 0.11/v3kV |  | 121EL-VT |  |  | 129 | COMM | CS03 | Z001 | V |  | F | RM | PD | ZABB | HGQ | 3410121000 | PC |  | 1 | CNJOCHE21 | [5 empty] | 1 | 0 | PC | 2022-03-03 | 0 | PC
VTS-OTG0824II23S-1 | JDZXR23-10 6.3/√3:0.11/√3:0.11/√3 |  | 121EL-VT | 3GB |  | 12H | COMM | CS03 | Z001 | V |  | F | RM | PD | ZABB | HGQ | 3410121000 | PC |  | 1 | CNDUYAN | [5 empty] | 1 | 0 | PC | 2020-10-27 | 0 | PC
VTS-OTG0824II23S-2 | JDZXR22-10C1 6.3/V3:0.11/V3 Cls 0.5 20VA |  | 121EL-VT | 3GB |  | 12H | COMM | CS03 | Z001 | V |  | F | RM | PD | ZABB | HGQ | 3410121000 | PC |  | 1 | CNJOCHE21 | [5 empty] | 1 | 0 | PC | 2021-08-20 | 0 | PC
VTS-OTG09371123S-1 | JDZXR22-6C1 6.9/v3 0.12/v3 0.12/3kV |  | 121EL-VT | 3GB |  | B12 | COMM | CS03 | Z001 | V |  | F | RM | PD | ZABB | HGQ | 3410121000 | PC |  | 1 | CNXIHE4 | [5 empty] | 1 | 0 | PC | 2014-02-28 | 0 | PC
VTS-OTG09371123S-2 | JDZXR24-6 6.9/v3 0.12/v3 0.12/3kV 0.5/3P |  | 121EL-VT | 3GB |  | B12 | COMM | CS03 | Z001 | V |  | F | RM | PD | ZABB | HGQ | 3410121000 | PC |  | 1 | CNXIHE4 | [5 empty] | 1 | 0 | PC | 2014-02-28 | 0 | PC
VTS-OTG09391123S-1 | JDZXR22-6C1 6.9/v3 0.12/v3 0.12/v3kV |  | 121EL-VT |  |  | B03 | COMM | CS03 | Z001 | V |  | F | RM | PD | ZABB | HGQ | 3410121000 | PC |  | 1 | CNXIHE4 | [5 empty] | 1 | 0 | PC | 2014-04-24 | 0 | PC
VTS-OTG09391123S-2 | JDZXR24-6 6.9/v3 0.12/v3 0.12/v3kV |  | 121EL-VT |  |  | B03 | COMM | CS03 | Z001 | V |  | F | RM | PD | ZABB | HGQ | 3410121000 | PC |  | 1 | CNXIHE4 | [5 empty] | 1 | 0 | PC | 2014-04-24 | 0 | PC
VTS-OTG1011-4423-1 | JDZX22-10C1 10/v3 0.1/v3 0.1/3kV |  | 121EL-VT | 3GB |  | 12H | COMM | CS03 | Z001 | V |  | F | RM | PD | ZABB | HGQ | 3410121000 | PC |  | 1 | CNJOCHE21 | [5 empty] | 1 | 0 | PC | 2020-05-15 | 0 | PC
VTS-OTG1011-4423-2 | JDZX22-10C1 10/v3 0.1/v3 0.1/3kV |  | 121EL-VT |  |  | 129 | COMM | CS03 | Z001 | V |  | F | RM | PD | ZABB | HGQ | 3410121000 | PC |  | 1 | CNJOCHE21 | [5 empty] | 1 | 0 | PC | 2021-08-12 | 0 | PC
VTS-OTG1011-4823S | JDZXR22-10C1 10/√3/0.1/√3//0.1/3 kV |  | 121EL-VT | 3GB |  | 12H | COMM | CS03 | Z001 | V |  | F | RM | PD | ZABB | HGQ | 3410121000 | PC |  | 1 | CNJOCHE21 | [5 empty] | 1 | 0 | PC | 2021-10-22 | 0 | PC
VTS-OTG1011-4823S1 | JDZXR22-10C1 10/V3:0.1/V3:0.1/3 |  | 121EL-VT | 3GB |  | 12H | COMM | CS03 | Z001 | V |  | F | RM | PD | ZABB | HGQ | 3410121000 | PC |  | 1 | CNJISU10 | [5 empty] | 1 | 0 | PC | 2022-01-07 | 0 | PC
VTS-OTG1011-LL23S1 | JDZXR22-10C1 10/√3/0.1/√3/0.1/3 kV |  | 121EL-VT | 3GB |  | 12H | COMM | CS03 | Z001 | V |  | F | RM | PD | ZABB | HGQ | 3410121000 | PC |  | 1 | CNJISU10 | [5 empty] | 1 | 0 | PC | 2021-10-25 | 0 | PC
VTS-OTG10111148193 | JDZX22-10W-N 10/√3/0.1/√3kV 0.2 15VA |  | 121EL-VT | 3GB |  | 12H | COMM | CS03 | Z001 | V |  | F | RM | PD | ZABB | HGQ | 3410121000 | PC |  | 1 | CNJISU10 | [5 empty] | 1 | 12 | PC | 2022-01-26 | 0 | PC
VTS-OTG10111I24123 | JDZX23-10 10/√3,0.1/√3 ,0.1/√3,0.1/3kV |  | 121EL-VT |  |  | 129 | COMM | CS03 | Z001 | V |  | F | RM | PD | ZABB | HGQ | 3410121000 | PC |  | 1 | CNDUYAN | [5 empty] | 1 | 0 | PC | 2020-06-29 | 0 | PC
VTS-OTG1011HH23S-1 | JDZXR22-10C1 10/v3 0.1/v3 0.1/3 kV |  | 121EL-VT | 3GB |  | B12 | COMM | CS03 | Z001 | V |  | F | RM | PD | ZABB | HGQ | 3410121000 | PC |  | 1 | T_GUIHUA_YE | [5 empty] | 1 | 0 | PC | 2015-09-06 | 0 | PC
VTS-OTG1111-4423-1 | JDZX22-10C1 11/v3 0.1/v3 0.1/3 kV |  | 121EL-VT | 3GB |  | 12H | COMM | CS03 | Z001 | V |  | F | RM | PD | ZABB | HGQ | 3410121000 | PC |  | 1 | CNJOCHE21 | [5 empty] | 1 | 0 | PC | 2021-04-30 | 0 | PC
VTS-OTG1111-HG4193 | JDZX23-10 11/√3/0.1/√3kV/√3kV/3kV |  | 121EL-VT |  |  | 129 | COMM | CS03 | Z001 | V |  | F | RM | PD | ZABB | HGQ | 3410121000 | PC |  | 1 | CNJOCHE21 | [5 empty] | 1 | 0 | PC | 2020-12-22 | 0 | PC
VTS-OTG11111HG4193 | JDZX23-10 11/√3 0.1/√3kV 0.1/√3kV 0.1/3k |  | 121EL-VT |  |  | 129 | COMM | CS03 | Z001 | V |  | F | RM | PD | ZABB | HGQ | 3410121000 | PC |  | 1 | CNDUYAN | [5 empty] | 1 | 0 | PC | 2020-12-22 | 0 | PC
VTS-OTG1113-HG1F-1 | JDZX23-10 11/√3/0.1/√3kV/√3kV |  | 121EL-VT |  |  | 129 | COMM | CS03 | Z001 | V |  | F | RM | PD | ZABB | HGQ | 3410121000 | PC |  | 1 | CNJOCHE21 | [5 empty] | 1 | 0 | PC | 2020-12-22 | 0 | PC
VTS-OTG1120-1020S1 | JDZXR22-10C1 11/v3kV 0.11/v3kV 15VA/0.5 |  | 121EL-VT | 3GB |  | 12H | COMM | CS03 | Z001 | V |  | F | RM | PD | ZABB | HGQ | 3410121000 | PC |  | 1 | CNJOCHE21 | [5 empty] | 1 | 1 | PC | 2021-06-01 | 0 | PC
VTS-OTG1120-2020S1 | JDZXR22-10C1 11/v3 0.11/v3kV 30VA/CL0.5 |  | 121EL-VT | 3GB |  | 12H | COMM | CS03 | Z001 | V |  | F | RM | PD | ZABB | HGQ | 3410121000 | PC |  | 1 | CNJOCHE21 | [5 empty] | 1 | 0 | PC | 2021-07-15 | 0 | PC
VTS-OTG1120-2020S2 | JDZXR22-10C1 11/√3/0.11/√3kV 0.5 30VA |  | 121EL-VT | 3GB |  | 12H | COMM | CS03 | Z001 | V |  | F | RM | PD | ZABB | HGQ | 3410121000 | PC |  | 1 | CNJISU10 | [5 empty] | 1 | 0 | PC | 2022-01-21 | 0 | PC
VTS-OTG1120-2090 | JDZX22-10C1 11/V3:0.11/V3 0.5(3P) 30VA |  | 121EL-VT | 3GB |  | 12H | COMM | CS03 | Z001 | V |  | F | RM | PD | ZABB | HGQ | 3410121000 | PC |  | 1 | CNJISU10 | [5 empty] | 1 | 0 | PC | 2021-10-14 | 0 | PC
VTS-OTG1120-4030-1 | JDZX22-10C1 11/v3 0.11/v3 kV 50VA/CL1.0 |  | 121EL-VT | 3GB |  | 12H | COMM | CS03 | Z001 | V |  | F | RM | PD | ZABB | HGQ | 3410121000 | PC |  | 1 | CNJISU10 | [5 empty] | 1 | 9 | PC | 2022-01-20 | 0 | PC
VTS-OTG1120-4030-2 | JDZX28-10C1 11/v3 0.11/v3 kV 50VA/CL1.0 |  | 121EL-VT | 3GB |  | 12H | COMM | CS03 | Z001 | V |  | F | RM | PD | ZABB | HGQ | 3410121000 | PC |  | 1 | CNJOCHE21 | [5 empty] | 1 | 0 | PC | 2022-03-04 | 0 | PC
VTS-OTG1120-4090S1 | JDZXR22-10C1 11/V3:0.11/V3 0.5(3P) 50VA |  | 121EL-VT | 3GB |  | 12H | COMM | CS03 | Z001 | V |  | F | RM | PD | ZABB | HGQ | 3410121000 | PC |  | 1 | CNJOCHE21 | [5 empty] | 1 | 0 | PC | 2021-10-09 | 0 | PC
VTS-OTG1120-4090S2 | JDZXR22-10C1 11/V3:0.11/V3 0.5(3P) 50VA |  | 121EL-VT | 3GB |  | 12H | COMM | CS03 | Z001 | V |  | F | RM | PD | ZABB | HGQ | 3410121000 | PC |  | 1 | CNJISU10 | [5 empty] | 1 | 0 | PC | 2022-01-20 | 0 | PC
VTS-OTG1120-5020-1 | JDZX22-10C1 11/v3/0.11/v3kV 60VA/CL0.5 |  | 121EL-VT |  |  | 129 | COMM | CS03 | Z001 | V |  | F | RM | PD | ZABB | HGQ | 3410121000 | PC |  | 1 | CNJOCHE21 | [5 empty] | 1 | 0 | PC | 2021-05-27 | 0 | PC
VTS-OTG1120-5020S1 | JDZXR22-10C1 11/v3/0.11/v3kV 60VA/CL0.5 |  | 121EL-VT | 3GB |  | 12H | COMM | CS03 | Z001 | V |  | F | RM | PD | ZABB | HGQ | 3410121000 | PC |  | 1 | CNJOCHE21 | [5 empty] | 1 | 0 | PC | 2021-06-08 | 0 | PC
VTS-OTG1120-6020S1 | JDZXR22-10C1 11/v3 0.11/v3 |  | 121EL-VT | 3GB |  | 12H | COMM | CS03 | Z001 | V |  | F | RM | PD | ZABB | HGQ | 3410121000 | PC |  | 1 | CNJOCHE21 | [5 empty] | 1 | 0 | PC | 2021-09-03 | 0 | PC
VTS-OTG1120-H010S | JDZXR23-10 11/√3 / 0.11/√3kV |  | 121EL-VT |  |  | 129 | COMM | CS03 | Z001 | V |  | F | RM | PD | ZABB | HGQ | 3410121000 | PC |  | 1 | CNJISU10 | [5 empty] | 1 | 0 | PC | 2022-04-21 | 0 | PC
VTS-OTG1120-H010S1 | JDZXR23-10 11/√3 / 0.11/√3 |  | 121EL-VT |  |  | 129 | COMM | CS03 | Z001 | V |  | F | RM | PD | ZABB | HGQ | 3410121000 | PC |  | 1 | CNJOCHE21 | [5 empty] | 1 | 0 | PC | 2022-01-17 | 0 | PC
VTS-OTG1120-H0C0-1 | JDZX22-10C1 11/v3 0.11/v3kV 0.2(3P)/25VA |  | 121EL-VT |  |  | 129 | COMM | CS03 | Z001 | V |  | F | RM | PD | ZABB | HGQ | 3410121000 | PC |  | 1 | CNJOCHE21 | [5 empty] | 1 | 0 | PC | 2021-07-12 | 0 | PC
VTS-OTG1120-H0C0S1 | JDZXR22-10C1 11/√3/0.11/√3kV 0.2(3P) 25V |  | 121EL-VT | 3GB |  | 12H | COMM | CS03 | Z001 | V |  | F | RM | PD | ZABB | HGQ | 3410121000 | PC |  | 1 | CNJISU10 | [5 empty] | 1 | 0 | PC | 2022-01-21 | 0 | PC
VTS-OTG11204020S-1 | JDZXR23-10 11/v3 0.11/v3kV,50VA/CL0.5 |  | 121EL-VT | 3GB |  | 12H | COMM | CS03 | Z001 | V |  | F | RM | PD | ZABB | HGQ | 3410121000 | PC |  | 1 | CNXIHE4 | [5 empty] | 1 | 0 | PC | 2014-08-08 | 0 | PC
VTS-OTG11204020S-2 | JDZXR22-10C1 11/v3 0.11/v3kV 50VA/CL0.5 |  | 121EL-VT | 3GB |  | B12 | COMM | CS03 | Z001 | V |  | F | RM | PD | ZABB | HGQ | 3410121000 | PC |  | 1 | CNXIHE4 | [5 empty] | 1 | 0 | PC | 2014-10-10 | 0 | PC
VTS-OTG11204020S-3 | JDZXR22-10C1 11/v3 0.11/v3 50VA/CL0.5 |  | 121EL-VT |  |  | B03 | COMM | CS03 | Z001 | V |  | F | RM | PD | ZABB | HGQ | 3410121000 | PC |  | 1 | CNXIHE4 | [5 empty] | 1 | 0 | PC | 2016-02-19 | 0 | PC
VTS-OTG11204020S-4 | JDZXR23-10 11/v3 0.11/v3kV |  | 121EL-VT | 3GB |  | 12H | COMM | CS03 | Z001 | V |  | F | RM | PD | ZABB | HGQ | 3410121000 | PC |  | 1 | CNDUYAN | [5 empty] | 1 | 0 | PC | 2020-07-23 | 0 | PC
VTS-OTG11204020S-5 | JDZXR23-10 11/v3 0.11/v3 kV |  | 121EL-VT | 3GB |  | 12H | COMM | CS03 | Z001 | V |  | F | RM | PD | ZABB | HGQ | 3410121000 | PC |  | 1 | CNDUYAN | [5 empty] | 1 | 0 | PC | 2020-09-02 | 0 | PC
VTS-OTG11205020S-1 | JDZXR22-10C1 11/√3/0.11/√3kV |  | 121EL-VT | 3GB |  | 12H | COMM | CS03 | Z001 | V |  | F | RM | PD | ZABB | HGQ | 3410121000 | PC |  | 1 | CNDUYAN | [5 empty] | 1 | 0 | PC | 2020-12-11 | 0 | PC
VTS-OTG1120H0C0S-1 | JDZXR23-10 11/v3 0.11/v3kV 0.2(3P)/25VA |  | 121EL-VT | 3GB |  | B12 | COMM | CS03 | Z001 | V |  | F | RM | PD | ZABB | HGQ | 3410121000 | PC |  | 1 | T_GUIHUA_YE | [5 empty] | 1 | 0 | PC | 2015-03-18 | 0 | PC
VTS-OTG1120H0C0S-2 | JDZXR23-10 11/v3 0.11/v3kV 0.2(3P)/25VA |  | 121EL-VT | 3GB |  | B12 | COMM | CS03 | Z001 | V |  | F | RM | PD | ZABB | HGQ | 3410121000 | PC |  | 1 | CNXIHE4 | [5 empty] | 1 | 0 | PC | 2015-11-05 | 0 | PC
VTS-OTG1122-2223S1 | JDZXR22-10C1 11/√3 kV¦0.11/√3¦0.11/3kV |  | 121EL-VT | 3GB |  | 12H | COMM | CS03 | Z001 | V |  | F | RM | PD | ZABB | HGQ | 3410121000 | PC |  | 1 | CNJOCHE21 | [5 empty] | 1 | 6 | PC | 2022-02-15 | 0 | PC
VTS-OTG1122-4423 | JDZX22-10C1 11/v3 0.11/v3 0.11/3kV |  | 121EL-VT | 3GB |  | 12H | COMM | CS03 | Z001 | V |  | F | RM | PD | ZABB | HGQ | 3410121000 | PC |  | 1 | CNJISU10 | [5 empty] | 1 | 0 | PC | 2022-03-24 | 0 | PC
VTS-OTG1122-4423S | JDZXR22-10C1 11/v3 0.11/v3 0.11/3kV |  | 121EL-VT | 3GB |  | 12H | COMM | CS03 | Z001 | V |  | F | RM | PD | ZABB | HGQ | 3410121000 | PC |  | 1 | CNJISU10 | [5 empty] | 1 | 0 | PC | 2022-03-24 | 0 | PC
VTS-OTG1122-4821 | JDZX22-10C1 11/√3¦0.11/√3¦0.11/3kV |  | 121EL-VT | 3GB |  | 12H | COMM | CS03 | Z001 | V |  | F | RM | PD | ZABB | HGQ | 3410121000 | PC |  | 1 | CNJISU10 | [5 empty] | 1 | 0 | PC | 2022-01-05 | 0 | PC
VTS-OTG1122-4821S | JDZXR22-10C1 11/√3¦0.11/√3¦0.11/3kV |  | 121EL-VT | 3GB |  | 12H | COMM | CS03 | Z001 | V |  | F | RM | PD | ZABB | HGQ | 3410121000 | PC |  | 1 | CNJISU10 | [5 empty] | 1 | 0 | PC | 2022-01-05 | 0 | PC
VTS-OTG1122-II13S | JDZX22-10C1 11/v3 0.11/v3kV 0.2/20VA |  | 121EL-VT |  |  | 129 | COMM | CS03 | Z001 | V |  | F | RM | PD | ZABB | HGQ | 3410121000 | PC |  | 1 | CNJISU10 | [5 empty] | 1 | 0 | PC | 2021-12-13 | 0 | PC
VTS-OTG112222I4191 | JDZX22-10W-N 11/v3 0.11/v3 0.11/v3 0.11/ |  | 121EL-VT | 3GB |  | B12 | COMM | CS03 | Z001 | V |  | F | RM | PD | ZABB | HGQ | 3410121000 | PC |  | 1 | CNXIHE4 | [5 empty] | 1 | 0 | PC | 2015-05-07 | 0 | PC
VTS-OTG11224423S-1 | JDZXR22-10C1 11/v3 0.11/v3 0.11/3kV W.TU |  | 121EL-VT | 3GB |  | B12 | COMM | CS03 | Z001 | V |  | F | RM | PD | ZABB | HGQ | 3410121000 | PC |  | 1 | T_GUIHUA_YE | [5 empty] | 1 | 0 | PC | 2015-04-14 | 0 | PC
VTS-OTG11224423S-2 | JDZXR22-10C1 11/v3 0.11/v3 0.11/3 kV |  | 121EL-VT | 3GB |  | B12 | COMM | CS03 | Z001 | V |  | F | RM | PD | ZABB | HGQ | 3410121000 | PC |  | 1 | CNXIHE4 | [5 empty] | 1 | 0 | PC | 2015-09-17 | 0 | PC
VTS-OTG1124-449FS1 | JDZXR22-10C1 11/v3:0.11/v3:0.11/v3 kV |  | 121EL-VT |  |  | 129 | COMM | CS03 | Z001 | V |  | F | RM | PD | ZABB | HGQ | 3410121000 | PC |  | 1 | CNJOCHE21 | [5 empty] | 1 | 0 | PC | 2021-06-18 | 0 | PC
VTS-OTG1124-449FS2 | JDZXR28-10C1 11/v3:0.11/v3:0.11/v3 kV |  | 121EL-VT |  |  | 129 | COMM | CS03 | Z001 | V |  | F | RM | PD | ZABB | HGQ | 3410121000 | PC |  | 1 | CNJOCHE21 | [5 empty] | 1 | 0 | PC | 2021-06-18 | 0 | PC
VTS-OTG1124-449FS3 | JDZXR23-10 11/v3:0.11/v3:0.11/v3 kV |  | 121EL-VT | 3GB |  | 12H | COMM | CS03 | Z001 | V |  | F | RM | PD | ZABB | HGQ | 3410121000 | PC |  | 1 | CNJOCHE21 | [5 empty] | 1 | 0 | PC | 2021-06-21 | 0 | PC
VTS-OTG1124-HH23S1 | JDZXR22-10C1 11 kV/rt3 : 110 V/rt3:110V/ |  | 121EL-VT | 3GB |  | 12H | COMM | CS03 | Z001 | V |  | F | RM | PD | ZABB | HGQ | 3410121000 | PC |  | 1 | CNJOCHE21 | [5 empty] | 1 | 0 | PC | 2020-09-24 | 0 | PC
VTS-OTG1124-HH2F | JDZX22-10C1 11/√3/0.11/√3kV 0.5 25VA |  | 121EL-VT | 3GB |  | 12H | COMM | CS03 | Z001 | V |  | F | RM | PD | ZABB | HGQ | 3410121000 | PC |  | 1 | CNJISU10 | [5 empty] | 1 | 0 | PC | 2021-10-14 | 0 | PC
VTS-OTG1124-II13S1 | JDZX22-10C1 11/v3 0.11/v3kV 0.2(3P)/20VA |  | 121EL-VT | 3GB |  | 12H | COMM | CS03 | Z001 | V |  | F | RM | PD | ZABB | HGQ | 3410121000 | PC |  | 1 | CNJOCHE21 | [5 empty] | 1 | 0 | PC | 2021-12-20 | 0 | PC
VTS-OTG1124-II9FS | JDZXR28-10C1 11/v3:0.11/v3:0.11/v3 kV |  | 121EL-VT | 3GB |  | 12H | COMM | CS03 | Z001 | V |  | F | RM | PD | ZABB | HGQ | 3410121000 | PC |  | 1 | CNJOCHE21 | [5 empty] | 1 | 0 | PC | 2021-06-28 | 0 | PC
VTS-OTG11242223S-1 | JDZXR22-10C1 11/V3 0.11/V3 0.11/V3 |  | 121EL-VT | 3GB |  | 12H | COMM | CS03 | Z001 | V |  | F | RM | PD | ZABB | HGQ | 3410121000 | PC |  | 1 | CNDUYAN | [5 empty] | 1 | 0 | PC | 2020-08-12 | 0 | PC
VTS-OTG11244423S-1 | JDZXR23-10 11/v3 0.11/v3 0.11/v3 kV |  | 121EL-VT | 3GB |  | 12H | COMM | CS03 | Z001 | V |  | F | RM | PD | ZABB | HGQ | 3410121000 | PC |  | 1 | CNDUYAN | [5 empty] | 1 | 0 | PC | 2020-09-02 | 0 | PC
VTS-OTG1220-4020S1 | JDZXR22-10C1 12kV/root3:110V/root3 |  | 121EL-VT | 3GB |  | 12H | COMM | CS03 | Z001 | V |  | F | RM | PD | ZABB | HGQ | 3410121000 | PC |  | 1 | CNJOCHE21 | [5 empty] | 1 | 0 | PC | 2021-01-05 | 0 | PC
VTS-OTG2011-4423S | JDZXR26-20 20,000/V3:0.1/V3：0.1/3 |  | 121EL-VT | 3GD |  | 12H | COMM | CS03 | Z001 | V |  | F | RM | PD | ZABB | HGQ | 3410121000 | PC |  | 1 | CNJISU10 | [5 empty] | 1 | 0 | PC | 2022-02-24 | 0 | PC
VTS-OTG2013-2H13-1 | JDZX26-20 20/√3 0.1/√3 0.1/√3 |  | 121EL-VT | 3GB |  | 12H | COMM | CS03 | Z001 | V |  | F | RM | PD | ZABB | HGQ | 3410121000 | PC |  | 1 | CNJOCHE21 | [5 empty] | 1 | 0 | PC | 2020-07-02 | 0 | PC
VTS-OTG2013-2H13-2 | JDZX26-20 20/√3 0.1/√3 0.1/√3 |  | 121EL-VT |  |  | 129 | COMM | CS03 | Z001 | V |  | F | RM | PD | ZABB | HGQ | 3410121000 | PC |  | 1 | CNJOCHE21 | [5 empty] | 1 | 0 | PC | 2020-07-02 | 0 | PC
VTS-OTG2013-2H13S | JDZXR26-20 20/V3:0.1/V3:0.1/V3kV |  | 121EL-VT | 3GB |  | 12H | COMM | CS03 | Z001 | V |  | F | RM | PD | ZABB | HGQ | 3410121000 | PC |  | 1 | CNJISU10 | [5 empty] | 1 | 6 | PC | 2022-04-07 | 0 | PC
VTS-OTG2013-2H13S1 | JDZXR26-20 20/V3:0.1/V3:0.1/V3kV |  | 121EL-VT | 3GB |  | 12H | COMM | CS03 | Z001 | V |  | F | RM | PD | ZABB | HGQ | 3410121000 | PC |  | 1 | CNJOCHE21 | [5 empty] | 1 | 0 | PC | 2022-02-11 | 0 | PC
VTS-OTG2020-I020S1 | JDZXR26-20 20/√3 : 0.11/√3 0.5 20VA |  | 121EL-VT | 3GB |  | 12H | COMM | CS03 | Z001 | V |  | F | RM | PD | ZABB | HGQ | 3410121000 | PC |  | 1 | CNJOCHE21 | [5 empty] | 1 | 0 | PC | 2021-01-06 | 0 | PC
VTS-OTG2024-2H13-1 | JDZX26-20 20/√3 0.11/√3 0.11/√3 |  | 121EL-VT | 3GB |  | 12H | COMM | CS03 | Z001 | V |  | F | RM | PD | ZABB | HGQ | 3410121000 | PC |  | 1 | CNJOCHE21 | [5 empty] | 1 | 0 | PC | 2020-07-02 | 0 | PC
VTS-OTG23242223S-1 | JDZXR26-20 23/V3:0.11/V3:0.11/V3 |  | 121EL-VT | 3GB |  | 12H | COMM | CS03 | Z001 | V |  | F | RM | PD | ZABB | HGQ | 3410121000 | PC |  | 1 | CNDUYAN | [5 empty] | 1 | 0 | PC | 2020-07-31 | 0 | PC
VTS-OTG2336-1123 | JDZX23G-35 23/v3 0.12/v3 0.12/ 3KV |  | 121EL-VT |  |  | 129 | COMM | CS03 | Z001 | V |  | F | RM | PD | ZABB | HGQ | 3410121000 | PC |  | 1 | CNJISU10 | [5 empty] | 1 | 0 | PC | 2022-04-11 | 0 | PC
VTS-OTG24242223S-1 | JDZXR26-20 24/√3//0.11/√3//0.11/√3kV kV |  | 121EL-VT | 3GB |  | 12H | COMM | CS03 | Z001 | V |  | F | RM | PD | ZABB | HGQ | 3410121000 | PC |  | 1 | CNDUYAN | [5 empty] | 1 | 0 | PC | 2020-09-22 | 0 | PC
VTS-OTG31112G4183S | JDZXR22-35C 33/√3/0.1/√3kV/0.1/√3kV/0.1k |  | 121EL-VT |  |  | 129 | COMM | CS03 | Z001 | V |  | F | RM | PD | ZABB | HGQ | 3410121000 | PC |  | 1 | CNJOCHE21 | [5 empty] | 1 | 0 | PC | 2021-02-03 | 0 | PC
VTS-OTG31152G4183S | JDZXR22-35C 33/√3/0.1/√3kV/0.1/√3kV/0.1k |  | 121EL-VT | 3GB |  | 12H | COMM | CS03 | Z001 | V |  | F | RM | PD | ZABB | HGQ | 3410121000 | PC |  | 1 | CNJOCHE21 | [5 empty] | 1 | 0 | PC | 2021-02-03 | 0 | PC
VTS-OTG33111II4113 | JDZX22-35W 33/V3¦0.1/V3¦0.1/V3¦0.1/3KV |  | 121EL-VT | 3GB |  | B12 | COMM | CS03 | Z001 | V |  | F | RM | PD | ZABB | HGQ | 3410121000 | PC |  | 1 | T_GUIHUA_YE | [5 empty] | 1 | 0 | PC | 2013-05-28 | 0 | PC
VTS-OTG33222111283 | JDZX22-35W 33/v3 0.11/v3 0.11/v3 0.11/3 |  | 121EL-VT | 3GB |  | B12 | COMM | CS03 | Z001 | V |  | F | RM | PD | ZABB | HGQ | 3410121000 | PC |  | 1 | CNDUYAN | [5 empty] | 1 | 0 | PC | 2019-01-24 | 0 | PC
VTS-OTG33222II4183 | JDZX22-35W 33/√3 0.11/√3kV 0.11/√3kV 0.1 |  | 121EL-VT |  |  | 129 | COMM | CS03 | Z001 | V |  | F | RM | PD | ZABB | HGQ | 3410121000 | PC |  | 1 | CNDUYAN | [5 empty] | 1 | 0 | PC | 2020-12-11 | 0 | PC
VTS-OTG33222III183 | JDZX22-35W 33/√3 0.11/√3kV 0.11/√3kV 0.1 |  | 121EL-VT | 3GB |  | 12H | COMM | CS03 | Z001 | V |  | F | RM | PD | ZABB | HGQ | 3410121000 | PC |  | 1 | CNDUYAN | [5 empty] | 1 | 0 | PC | 2020-12-23 | 0 | PC
VTS-OTG33224423S-1 | JDZXR22-35C 33/v3 0.11/v3 0.11/3kV |  | 121EL-VT | 3GB |  | B12 | COMM | CS03 | Z001 | V |  | F | RM | PD | ZABB | HGQ | 3410121000 | PC |  | 1 | CNXIHE4 | [5 empty] | 1 | 0 | PC | 2015-01-14 | 0 | PC
VTS-OTG33224423S-2 | JDZXR22-35C 33/v3 0.11/v3 0.11/3kV CL0.5 |  | 121EL-VT | 3GB |  | B12 | COMM | CS03 | Z001 | V |  | F | RM | PD | ZABB | HGQ | 3410121000 | PC |  | 1 | CNXIHE4 | [5 empty] | 1 | 0 | PC | 2015-09-21 | 0 | PC
VTS-OTG33778I48183 | JDZX22-35G-A 33/v3¦0.115/v3¦0.115/v3¦0.1 |  | 121EL-VT | 3GB |  | B12 | COMM | CS03 | Z001 | V |  | F | RM | PD | ZABB | HGQ | 3410121000 | PC |  | 1 | CNXIHE4 | [5 empty] | 1 | 0 | PC | 2016-09-30 | 0 | PC
VTS-OTG34111112223 | JDZX22-35W 34.5/V3 0.1/V3 0.1/V3 0.1/3KV |  | 121EL-VT |  |  | B03 | COMM | CS03 | Z001 | V |  | F | RM | PD | ZABB | HGQ | 3410121000 | PC |  | 1 | CNXIHE4 | [5 empty] | 1 | 0 | PC | 2017-09-19 | 0 | PC
VTS-OTG34111122293 | JDZX22-35W 34.5/V3 0.1/V3 0.1/V3 0.1/3KV |  | 121EL-VT | 3GB |  | B12 | COMM | CS03 | Z001 | V |  | F | RM | PD | ZABB | HGQ | 3410121000 | PC |  | 1 | CNXIHE4 | [5 empty] | 1 | 0 | PC | 2017-09-21 | 0 | PC
VTS-OTG3422-4423S | JDZXR22-35C 34.5/v3:0.11/v3:0.11/3 kV |  | 121EL-VT |  |  | 129 | COMM | CS03 | Z001 | V |  | F | RM | PD | ZABB | HGQ | 3410121000 | PC |  | 1 | CNJISU10 | [5 empty] | 1 | 0 | PC | 2021-10-21 | 0 | PC
VTS-OTG34242413S-1 | JDZXR22-35C 34.5/v3 0.11/v3 0.11/v3 kV W |  | 121EL-VT | 3GB |  | 12H | COMM | CS03 | Z001 | V |  | F | RM | PD | ZABB | HGQ | 3410121000 | PC |  | 1 | T_GUIHUA_YE | [5 empty] | 1 | 0 | PC | 2015-05-19 | 0 | PC
VTS-OTG3430-20C0S1 | JDZX22-35W 34.5/v3:0.12/v3 kV |  | 121EL-VT | 3GB |  | 12H | COMM | CS03 | Z001 | V |  | F | RM | PD | ZABB | HGQ | 3410121000 | PC |  | 1 | CNJISU10 | [5 empty] | 1 | 0 | PC | 2021-10-28 | 0 | PC
VTS-OTG3430-4020-1 | JDZX22-35W 34.5/v3 0.12/v3 kV |  | 121EL-VT | 3GB |  | 12H | COMM | CS03 | Z001 | V |  | F | RM | PD | ZABB | HGQ | 3410121000 | PC |  | 1 | CNDUYAN | [5 empty] | 1 | 0 | PC | 2021-04-19 | 0 | PC
VTS-OTG3430-4020-2 | JDZX22-35W 34.5 kV/rt3 : 120 V/rt3 |  | 121EL-VT | 3GB |  | 12H | COMM | CS03 | Z001 | V |  | F | RM | PD | ZABB | HGQ | 3410121000 | PC |  | 1 | CNJOCHE21 | [5 empty] | 1 | 0 | PC | 2021-08-31 | 0 | PC
VTS-OTG347CLL13S-1 | JDZX22-35W 34.5/v3 0.115/v3 0.115/v3kV |  | 121EL-VT |  |  | B03 | COMM | CS03 | Z001 | V |  | F | RM | PD | ZABB | HGQ | 3410121000 | PC |  | 1 | CNXIHE4 | [5 empty] | 1 | 0 | PC | 2015-06-05 | 0 | PC
VTS-OTG3488C22L113 | JDZX22-35W 34.5/v3 0.115/v3 0.115/v3 0.1 |  | 121EL-VT | 3GB |  | 12H | COMM | CS03 | Z001 | V |  | F | RM | PD | ZABB | HGQ | 3410121000 | PC |  | 1 | CNGELI3 | [5 empty] | 1 | 0 | PC | 2019-11-26 | 0 | PC
VTS-OTG3511-4423S | JDZXR22-35C 35/V3 0.1/V3 0.1/3 KV |  | 121EL-VT |  |  | 129 | COMM | CS03 | Z001 | V |  | F | RM | PD | ZABB | HGQ | 3410121000 | PC |  | 1 | CNJISU10 | [5 empty] | 1 | 0 | PC | 2021-09-23 | 0 | PC
VTS-OTG3511-4423S1 | JDZXR22-35C 35/V3 0.1/V3 0.1/3 KV |  | 121EL-VT | 3GB |  | 12H | COMM | CS03 | Z001 | V |  | F | RM | PD | ZABB | HGQ | 3410121000 | PC |  | 1 | CNJISU10 | [5 empty] | 1 | 0 | PC | 2021-10-22 | 0 | PC
VTS-OTG35111112223 | JDZX22-35W 35/v3 0.11/v3 0.11/v3 0.11/3 |  | 121EL-VT | 3GB |  | B12 | COMM | CS03 | Z001 | V |  | F | RM | PD | ZABB | HGQ | 3410121000 | PC |  | 1 | T_GUIHUA_YE | [5 empty] | 1 | 0 | PC | 2015-11-26 | 0 | PC
VTS-OTG35111HHH183 | JDZX22-35W 35/v3 0.1/v3 0.1/v3 0.1/3 kV |  | 121EL-VT | 3GB |  | B12 | COMM | CS03 | Z001 | V |  | F | RM | PD | ZABB | HGQ | 3410121000 | PC |  | 1 | CNXIHE4 | [5 empty] | 1 | 0 | PC | 2017-03-22 | 0 | PC
VTS-OTG35111LL4183 | JDZX22-35W 35/v3 0.1/v3 0.1/v3 0.1/3 kV |  | 121EL-VT | 3GB |  | 12H | COMM | CS03 | Z001 | V |  | F | RM | PD | ZABB | HGQ | 3410121000 | PC |  | 1 | CNDUYAN | [5 empty] | 1 | 0 | PC | 2020-09-09 | 0 | PC
VTS-OTG35222222283 | JDZX22-35W 35/v3 0.11/v3 0.11/v3 0.11/3 |  | 121EL-VT | 3GB |  | B12 | COMM | CS03 | Z001 | V |  | F | RM | PD | ZABB | HGQ | 3410121000 | PC |  | 1 | T_GUIHUA_YE | [5 empty] | 1 | 0 | PC | 2015-09-10 | 0 | PC
VTS-OTG3522222283S | JDZXR22-35C 35/v3 0.11/v3 0.11/v3 0.11/3 |  | 121EL-VT | 3GB |  | B12 | COMM | CS03 | Z001 | V |  | F | RM | PD | ZABB | HGQ | 3410121000 | PC |  | 1 | T_GUIHUA_YE | [5 empty] | 1 | 0 | PC | 2015-09-10 | 0 | PC
VTS-OTG36111LLL183 | JDZX22-35W 36/V3 0.1/V3 0.1/V3 0.1/3KV |  | 121EL-VT | 3GB |  | B12 | COMM | CS03 | Z001 | V |  | F | RM | PD | ZABB | HGQ | 3410121000 | PC |  | 1 | CNDUYAN | [5 empty] | 1 | 0 | PC | 2018-07-03 | 0 | PC
VTS-OTG3688CLLL1M1 | JDZX22-35W 36/v3 0.115/v3 0.115/v3 0.115 |  | 121EL-VT | 3GB |  | 12H | COMM | CS03 | Z001 | V |  | F | RM | PD | ZABB | HGQ | 3410121000 | PC |  | 1 | CNDUYAN | [5 empty] | 1 | 0 | PC | 2020-08-31 | 0 | PC
VTS-OTG41224423S-1 | JDZXR22-6C1 4.16/v3 0.11/v3 0.11/3kV |  | 121EL-VT | 3GB |  | B12 | COMM | CS03 | Z001 | V |  | F | RM | PD | ZABB | HGQ | 3410121000 | PC |  | 1 | CNXIHE4 | [5 empty] | 1 | 0 | PC | 2015-03-17 | 0 | PC
VTS-OTG41371123S-1 | JDZXR23-6 4.16/v3 0.12/v3 0.12/3kV |  | 121EL-VT | 3GB |  | B12 | COMM | CS03 | Z001 | V |  | F | RM | PD | ZABB | HGQ | 3410121000 | PC |  | 1 | CNXIHE4 | [5 empty] | 1 | 0 | PC | 2014-02-28 | 0 | PC
VTS-OTG4139-1123S | JDZXR22-10C1 4.16/√3/0.12/√3/0.12/√3kV |  | 121EL-VT | 3GB |  | 12H | COMM | CS03 | Z001 | V |  | F | RM | PD | ZABB | HGQ | 3410121000 | PC |  | 1 | CNJISU10 | [5 empty] | 1 | 0 | PC | 2022-04-11 | 0 | PC
VTS-OTG41391123S-1 | JDZXR23-6 4.16/v3 0.12/v3 0.12/v3kV |  | 121EL-VT |  |  | B03 | COMM | CS03 | Z001 | V |  | F | RM | PD | ZABB | HGQ | 3410121000 | PC |  | 1 | CNXIHE4 | [5 empty] | 1 | 0 | PC | 2014-04-24 | 0 | PC
VTS-OTG4199HI24183 | JDZX23-6 4.16/v3 0.23/v3 0.23/v3 0.23/3 |  | 121EL-VT | 3GB |  | B12 | COMM | CS03 | Z001 | V |  | F | RM | PD | ZABB | HGQ | 3410121000 | PC |  | 1 | CNXIHE4 | [5 empty] | 1 | 0 | PC | 2017-12-12 | 0 | PC
VTS-OTG4199HI24193 | JDZX23-6 4.16/v3 0.23/v3 0.23/v3 0.23/3 |  | 121EL-VT | 3GB |  | B12 | COMM | CS03 | Z001 | V |  | F | RM | PD | ZABB | HGQ | 3410121000 | PC |  | 1 | CNXIHE4 | [5 empty] | 1 | 0 | PC | 2018-01-05 | 0 | PC
VTS-OTG4220-4020-1 | JDZX26-20 22/V3:0.11/V3 |  | 121EL-VT | 3GB |  | 12H | COMM | CS03 | Z001 | V |  | F | RM | PD | ZABB | HGQ | 3410121000 | PC |  | 1 | CNDUYAN | [5 empty] | 1 | 0 | PC | 2020-06-17 | 0 | PC
VTS-OTG4220-8030S | JDZXR26-20 22/√3 KV/0.11/√3KV |  | 121EL-VT | 3GB |  | 12H | COMM | CS03 | Z001 | V |  | F | RM | PD | ZABB | HGQ | 3410121000 | PC |  | 1 | CNJISU10 | [5 empty] | 1 | 0 | PC | 2022-04-07 | 0 | PC
VTS-OTG4220-8030S1 | JDZXR26-20 22/√3 KV/0.11/√3KV |  | 121EL-VT | 3GB |  | 12H | COMM | CS03 | Z001 | V |  | F | RM | PD | ZABB | HGQ | 3410121000 | PC |  | 1 | CNJISU10 | [5 empty] | 1 | 0 | PC | 2021-10-14 | 0 | PC
VTS-OTG42224I44283 | JDZX26-20 22/v3 0.11/v3 0.11/v3 0.11/ v3 |  | 121EL-VT | 3GB |  | 12H | COMM | CS03 | Z001 | V |  | F | RM | PD | ZABB | HGQ | 3410121000 | PC |  | 1 | CNXIHE4 | [5 empty] | 1 | 0 | PC | 2017-12-04 | 0 | PC
VTS-OTG4224-1123S1 | JDZXR26-20 |  | 121EL-VT | 3GB |  | 12H | COMM | CS03 | Z001 | V |  | F | RM | PD | ZABB | HGQ | 3410121000 | PC |  | 1 | CNJOCHE21 | [5 empty] | 1 | 0 | PC | 2021-08-06 | 0 | PC
VTS-OTG4224-2223S1 | JDZXR26-20 22kV/V3:0.11kV/V3:0.11kV/V3 |  | 121EL-VT | 3GB |  | 12H | COMM | CS03 | Z001 | V |  | F | RM | PD | ZABB | HGQ | 3410121000 | PC |  | 1 | CNJISU10 | [5 empty] | 1 | 0 | PC | 2021-12-03 | 0 | PC
VTS-OTG4224-4423S1 | JDZXR26-20 22/V3 : 0.11/V3: 0.11/V3 |  | 121EL-VT | 3GB |  | 12H | COMM | CS03 | Z001 | V |  | F | RM | PD | ZABB | HGQ | 3410121000 | PC |  | 1 | CNJOCHE21 | [5 empty] | 1 | 0 | PC | 2021-03-22 | 0 | PC
VTS-OTG4224-449FS | JDZXR26-20 22/√3 / 0.11/√3 / 0.11/√3 kV |  | 121EL-VT | 3GB |  | 12H | COMM | CS03 | Z001 | V |  | F | RM | PD | ZABB | HGQ | 3410121000 | PC |  | 1 | CNJISU10 | [5 empty] | 1 | 0 | PC | 2022-04-07 | 0 | PC
VTS-OTG42242223S-1 | JDZXR26-20 22/V3 0.11/V3 0.11/V3 |  | 121EL-VT | 3GB |  | 12H | COMM | CS03 | Z001 | V |  | F | RM | PD | ZABB | HGQ | 3410121000 | PC |  | 1 | CNDUYAN | [5 empty] | 1 | 0 | PC | 2020-09-17 | 0 | PC
VTS-OTG42244423S-1 | JDZXR26-20 22/V3:0.11/V3:0.11/V3 |  | 121EL-VT | 3GB |  | 12H | COMM | CS03 | Z001 | V |  | F | RM | PD | ZABB | HGQ | 3410121000 | PC |  | 1 | CNDUYAN | [5 empty] | 1 | 0 | PC | 2020-09-02 | 0 | PC
VTS-OTG42244423S-2 | JDZXR26-20 22/V3 0.11/V3 0.11/V3 |  | 121EL-VT |  |  | 129 | COMM | CS03 | Z001 | V |  | F | RM | PD | ZABB | HGQ | 3410121000 | PC |  | 1 | CNDUYAN | [5 empty] | 1 | 0 | PC | 2020-09-17 | 0 | PC
VTS-OTG4322-4423S1 | JDZXR22-10C1 13.2/√3/0.11/√3kV 0.5 50VA |  | 121EL-VT | 3GB |  | 12H | COMM | CS03 | Z001 | V |  | F | RM | PD | ZABB | HGQ | 3410121000 | PC |  | 1 | CNJOCHE21 | [5 empty] | 1 | 0 | PC | 2021-04-02 | 0 | PC
VTS-OTG4420-HH13-1 | JDZX22-10C1 13.8/√3/0.11/√3kV 0.2 25VA |  | 121EL-VT |  |  | 129 | COMM | CS03 | Z001 | V |  | F | RM | PD | ZABB | HGQ | 3410121000 | PC |  | 1 | CNDUYAN | [5 empty] | 1 | 0 | PC | 2021-01-12 | 0 | PC
VTS-OTG4422-4423S | JDZXR26-20 22/V3kV;0.11/V3 kV;0.11/3 kV; |  | 121EL-VT | 3GB |  | 12H | COMM | CS03 | Z001 | V |  | F | RM | PD | ZABB | HGQ | 3410121000 | PC |  | 1 | CNJISU10 | [5 empty] | 1 | 0 | PC | 2021-11-16 | 0 | PC
VTS-OTG4424LL13S-1 | JDZXR22-10C1 13.8/v3 0.11/v3 0.11/v3 kV |  | 121EL-VT |  |  | 129 | COMM | CS03 | Z001 | V |  | F | RM | PD | ZABB | HGQ | 3410121000 | PC |  | 1 | CNDUYAN | [5 empty] | 1 | 0 | PC | 2020-08-24 | 0 | PC
VTS-OTG4424LL13S-2 | JDZXR22-10C1 13.8/v3 0.11/v3 0.11/v3 kV |  | 121EL-VT | 3GB |  | 12H | COMM | CS03 | Z001 | V |  | F | RM | PD | ZABB | HGQ | 3410121000 | PC |  | 1 | CNDUYAN | [5 empty] | 1 | 0 | PC | 2020-09-07 | 0 | PC
VTS-OTG4437-12111S | JDZXR22-10C1 13.8/v3 0.12/v3 0.12/3kV |  | 121EL-VT | 3GB |  | 12H | COMM | CS03 | Z001 | V |  | F | RM | PD | ZABB | HGQ | 3410121000 | PC |  | 1 | CNJOCHE21 | [5 empty] | 1 | 0 | PC | 2020-09-28 | 0 | PC
VTS-OTG4439-LL13S | JDZXR23-10 13.8/V3/0.12/V3kV/0.12/V3kV |  | 121EL-VT | 3GB |  | 12H | COMM | CS03 | Z001 | V |  | F | RM | PD | ZABB | HGQ | 3410121000 | PC |  | 1 | CNJOCHE21 | [5 empty] | 1 | 0 | PC | 2021-08-08 | 0 | PC
VTS-OTG4439-LL13S1 | JDZXR22-10C1 13.8/V3/0.12/V3kV/0.12/V3kV |  | 121EL-VT | 3GB |  | 12H | COMM | CS03 | Z001 | V |  | F | RM | PD | ZABB | HGQ | 3410121000 | PC |  | 1 | CNJOCHE21 | [5 empty] | 1 | 0 | PC | 2021-08-08 | 0 | PC
VTS-OTG4439-LL23S1 | JDZXR22-10C1 13.8/√3/0.12/√3/0.12/√3kV |  | 121EL-VT | 3GB |  | 12H | COMM | CS03 | Z001 | V |  | F | RM | PD | ZABB | HGQ | 3410121000 | PC |  | 1 | CNJOCHE21 | [5 empty] | 1 | 0 | PC | 2021-11-15 | 0 | PC
VTS-OTG448C-1113S | JDZXR23-10 13.8/√3/0.115/√3/0.115/√3kV |  | 121EL-VT | 3GB |  | 12H | COMM | CS03 | Z001 | V |  | F | RM | PD | ZABB | HGQ | 3410121000 | PC |  | 1 | CNJOCHE21 | [5 empty] | 1 | 0 | PC | 2021-09-09 | 0 | PC
VTS-OTG46222I22121 | JDZX22-35W 30/v3 0.11/v3 0.11/v3 0.11/3k |  | 121EL-VT |  |  | 129 | COMM | CS03 | Z001 | V |  | F | RM | PD | ZABB | HGQ | 3410121000 | PC |  | 1 | CNJOCHE21 | [5 empty] | 1 | 0 | PC | 2021-03-25 | 0 | PC
VTS-OTG49339II4111 | JDZX23-35W 27.6/V3 0.12/V3 0.12/V3 0.12/ |  | 121EL-VT | 3GB |  | 12H | COMM | CS03 | Z001 | V |  | F | RM | PD | ZABB | HGQ | 3410121000 | PC |  | 1 | CNGELI3 | [5 empty] | 1 | 0 | PC | 2018-10-18 | 0 | PC
VTS-OTG627CLL23S-1 | JDZXR23-10 11.4/v3 0.115/v3 0.115/v3kV |  | 121EL-VT | 3GB |  | B12 | COMM | CS03 | Z001 | V |  | F | RM | PD | ZABB | HGQ | 3410121000 | PC |  | 1 | CNXIHE4 | [5 empty] | 1 | 0 | PC | 2015-02-03 | 0 | PC
VTS-OTG69222222123 | JDZX22-35W 24.9/v3 0.11/v3 0.11/v3 0.11/ |  | 121EL-VT |  |  | B03 | COMM | CS03 | Z001 | V |  | F | RM | PD | ZABB | HGQ | 3410121000 | PC |  | 1 | CNDUYAN | [5 empty] | 1 | 0 | PC | 2018-03-06 | 0 | PC
VTS-OTJ42104020S-1 | TJP 6.0 with fuse 22000:v3/100:v3 |  | 121EL-VT | 3GB |  | S11 | COMM | CS03 | Z001 | V |  | F | RM | PD | ZABB | HGQ | 3410121000 | PC |  | 1 | CNXIHE4 | [5 empty] | 1 | 0 | PC | 2012-07-08 | 0 | PC
VTS-S1011-1413 | JDZX10-10C 0.2/3P 15/50VA |  | 26XEL |  |  | 129 | COMM | CS03 | Z001 | V |  | F |  | PD | ZABB | HGC | 3410121000 | PC |  | 1 | Y_PPM_01 | [5 empty] | 1 | 0 | PC | 2007-12-04 | 0 | PC
VTS-S1011-2421 | 电压互感 |  | 26XEL |  |  | 129 | COMM | CS03 | Z001 | V |  | F |  | PD | ZABB | HGC | 3410121000 | PC |  | 1 | Y_PPM_01 | [5 empty] | 1 | 0 | PC | 2007-12-04 | 0 | PC
VTS-S1011-2423 | JDZX22-10C 0.5/3P 30/50VA |  | 26XEL |  |  | 129 | COMM | CS03 | Z001 | V |  | F |  | PD | ZABB | HGC | 3407122001 | PC |  | 1 | Y_PPM_01 | [5 empty] | 1 | 0 | PC | 2007-12-04 | 0 | PC
VTS-S1013-1111 | JDZX22-10C 0.2/0.5 15/15VA |  | 26XEL |  |  | 129 | COMM | CS03 | Z001 | V |  | F |  | PD | ZABB | HGC | 3407122001 | PC |  | 1 | Y_PPM_01 | [5 empty] | 1 | 0 | PC | 2007-12-04 | 0 | PC
VTS-T0311-2421S | URED10 3000/v3¦100/v3¦100/3 V |  | 121EL | 3GB |  | S52 | COMM | CS03 | Z001 | V |  | F | RM | PD | ZABB | HGQ | 3410120000 | PC |  | 1 | Y_PPM_01 | [5 empty] | 1 | 0 | PC | 2007-12-04 | 0 | PC
VTS-T0311-4421S | URED10 3000/v3¦100/v3¦100/3 V |  | 121EL | 3GB |  | S52 | COMM | CS03 | Z001 | V |  | F | RM | PD | ZABB | HGQ | 3410120000 | PC |  | 1 | Y_PPM_01 | [5 empty] | 1 | 0 | PC | 2007-12-04 | 0 | PC
VTS-T0311-4421S-1 | URE10 3/v3 .1/v3 .1/3 kV 50VA/CL0.5 50V |  | 121EL-VT |  |  | B03 | COMM | CS03 | Z001 | V |  | F | RM | PD | ZABB | HGQ | 3410121000 | PC |  | 1 | T_GUIHUA_YE | [5 empty] | 1 | 0 | PC | 2013-04-22 | 0 | PC
VTS-T0311-4423S | URED10 3/v3¦.1/v3¦.1/3 50VA/50 CL0.5/3P |  | 121EL | 3GB |  | S52 | COMM | CS03 | Z001 | V |  | F | EL | PD | ZABB | HGQ | 3410120000 | PC |  | 1 | Y_PPM_01 | [5 empty] | 1 | 0 | PC | 2007-12-04 | 0 | PC
VTS-T0311-4821 | URE2-3 3/v3 .1/v3 .1/3 kV 50VA/CL0.5 |  | 121EL-VT | 3GB |  | S52 | COMM | CS03 | Z001 | V |  | F | RM | PD | ZABB | HGQ | 3410121000 | PC |  | 1 | CNSHZHA9 | [5 empty] | 1 | 0 | PC | 2020-02-07 | 0 | PC
VTS-T0311-4821S | URE10 3000/v3 100/v3 100/3 CL0.5/6P |  | 121EL-VT |  |  | B03 | COMM | CS03 | Z001 | V |  | F | RM | PD | ZABB | HGQ | 3410121000 | PC |  | 1 | CNXIHE4 | [5 empty] | 1 | 0 | PC | 2013-05-10 | 0 | PC
VTS-T0311-4821S-1 | URED2-10 3/v3 .1/v3 .1/3 kV 50VA/CL0.5 |  | 121EL-VT | 3GB |  | S52 | COMM | CS03 | Z001 | V |  | F | RM | PD | ZABB | HGQ | 3410121000 | PC |  | 1 | T_GUIHUA_YE | [5 empty] | 1 | 0 | PC | 2013-05-15 | 0 | PC
VTS-T0311-7823S | URED2-10 3/v3¦.1/v3¦.1/3kV 0.5/3P |  | 121EL | 3GB |  | S52 | COMM | CS03 | Z001 | V |  | F | RM | PD | ZABB | HGQ | 3410120000 | PC |  | 1 | Y_PPM_01 | [5 empty] | 1 | 0 | PC | 2007-12-04 | 0 | PC
VTS-T03111-668281 | URE2-3 3/v3/0.1/v3/0.1/v3/0.1/3kV |  | 121EL-VT | 3GB |  | S52 | COMM | CS03 | Z001 | V |  | F | RM | PD | ZABB | HGQ | 3410121000 | PC |  | 1 | CNDUYAN | [5 empty] | 1 | 0 | PC | 2020-09-16 | 0 | PC
VTS-T0322-A833S | URE10 3000/v3 110/v3 110/3V |  | 121EL-VT | 3GB |  | S52 | COMM | CS03 | Z001 | V |  | F | RM | PD | ZABB | HGQ | 3410121000 | PC |  | 1 | CNGELI3 | [5 empty] | 1 | 0 | PC | 2018-10-19 | 0 | PC
VTS-T0331100-8030 | VT3300/v3¦110/v3-100VA-CL1.0(*) |  | 121EL | HJE |  | S52 | COMM | CS03 | Z001 | V |  | F | EL | PD | ZABB | HGQ | 3410120000 | PC |  | 1 | Y_PPM_01 | [5 empty] | 1 | 0 | PC | 2007-12-04 | 0 | PC
VTS-T0420-4020 | VT URE10 3.3/v3¦.11/v3kV,50VA/CL0.5 |  | 121EL | 3GB |  | S52 | COMM | CS03 | Z001 | V |  | F | EL | PD | ZABB | HGQ | 3410120000 | PC |  | 1 | Y_PPM_01 | [5 empty] | 1 | 0 | PC | 2007-12-04 | 0 | PC
VTS-T0420-8030 | URE10 3.3/v3¦.11/v3kV,100VA/CL1.0 |  | 121EL | 3GB |  | S52 | COMM | CS03 | Z001 | V |  | F | EL | PD | ZABB | HGQ | 3410120000 | PC |  | 1 | Y_PPM_01 | [5 empty] | 1 | 0 | PC | 2007-12-04 | 0 | PC
VTS-T0420-8030S | URED10 3.3/v3¦.11/v3kV,100VA/CL1.0 |  | 121EL | 3GB |  | S52 | COMM | CS03 | Z001 | V |  | F | EL | PD | ZABB | HGQ | 3410120000 | PC |  | 1 | Y_PPM_01 | [5 empty] | 1 | 0 | PC | 2007-12-04 | 0 | PC
VTS-T0440-8030 | URE10 100VA-CL1.0 |  | 121EL | 3GB |  | B03 | COMM | CS03 | Z001 | V |  | F | EL | PD | ZABB | HGQ | 3410120000 | PC |  | 1 | Y_PPM_01 | [5 empty] | 1 | 0 | PC | 2007-12-04 | 0 | PC
VTS-T0610-2020S | URED2-10 6/v3 0.1/v3kV 30VA/CL0.5 |  | 121EL-VT | 3GB |  | S52 | COMM | CS03 | Z001 | V |  | F | RM | PD | ZABB | HGQ | 3410121000 | PC |  | 1 | CNXIHE4 | [5 empty] | 1 | 0 | PC | 2016-09-06 | 0 | PC
VTS-T0610-2020S-1 | URED10 6000/v3 100/v3,30VA/0.5 |  | 121EL-VT | 3GB |  | S52 | COMM | CS03 | Z001 | V |  | F | RM | PD | ZABB | HGQ | 3410121000 | PC |  | 1 | CNDUYAN | [5 empty] | 1 | 0 | PC | 2020-11-11 | 0 | PC
VTS-T0610-4010S | URED10 6/v3¦.1/v3KV 6P/50VA |  | 121EL | 3GB |  | S52 | COMM | CS03 | Z001 | V |  | F | RM | PD | ZABB | HGQ | 3410121000 | PC |  | 1 | CNXIHE4 | [5 empty] | 1 | 0 | PC | 2008-03-04 | 0 | PC
VTS-T0610-4020 | RELX10 6/v3 0.1/v3 kV 50VA/CL0.5 |  | 121EL-VT |  |  | B03 | COMM | CS03 | Z001 | V |  | F | RM | PD | ZABB | HGQ | 3410121000 | PC |  | 1 | CNXIHE4 | [5 empty] | 1 | 0 | PC | 2016-09-06 | 0 | PC
VTS-T0610-4020S | URED10 6/v3¦.1/v3 50VA CL0.5 W. TUBE |  | 121EL | 3GB |  | S52 | COMM | CS03 | Z001 | V |  | F | EL | PD | ZABB | HGQ | 3410120000 | PC |  | 1 | Y_PPM_01 | [5 empty] | 1 | 0 | PC | 2007-12-04 | 0 | PC
VTS-T0611-2233S | URED10 6/v3¦.1/v3¦.1/3 2*30VA/2*3P |  | 121EL | 3GB |  | 12Q | COMM | CS03 | Z001 | V |  | F | RM | PD | ZABB | HGQ | 3410120000 | PC |  | 1 | Y_PPM_01 | [5 empty] | 1 | 0 | PC | 2007-12-04 | 0 | PC
VTS-T0611-2413 | UNE10 6/v3¦0.1/v3¦0.1/3 0.2/3P |  | 121EL | 3GB |  | S52 | COMM | CS03 | Z001 | V |  | F | RM | PD | ZABB | HGQ | 3410120000 | PC |  | 1 | Y_PPM_01 | [5 empty] | 1 | 0 | PC | 2007-12-04 | 0 | PC
VTS-T0611-2413-1 | URE10 6/v3¦0.1/v3¦0.1/3 0.2/3P |  | 121EL | 3GB |  | S52 | COMM | CS03 | Z001 | V |  | F | RM | PD | ZABB | HGQ | 3410120000 | PC |  | 1 | Y_PPM_01 | [5 empty] | 1 | 0 | PC | 2007-12-04 | 0 | PC
VTS-T0611-2421-1 | RELZ10-N 6/v3/0.1/v3/0.1/3kV |  | 121EL-VT | 3GB |  | S52 | COMM | CS03 | Z001 | V |  | F | RM | PD | ZABB | HGQ | 3410121000 | PC |  | 1 | CNJISU10 | [5 empty] | 1 | 0 | PC | 2022-01-19 | 0 | PC
VTS-T0611-2421S | URED10 6/v3 .1/v3 .1/3 30VA/0.5 50VA/6P |  | 121EL-VT | 3GB |  | S52 | COMM | CS03 | Z001 | V |  | F | RM | PD | ZABB | HGQ | 3410121000 | PC |  | 1 | CNDUYAN | [5 empty] | 1 | 0 | PC | 2020-11-11 | 0 | PC
VTS-T0611-4421 | URE10 6/v3¦.1/v3¦.1/3kV,50VA/0.5,50VA/6P |  | 121EL | 3GB |  | S52 | COMM | CS03 | Z001 | V |  | F | RM | PD | ZABB | HGQ | 3410120000 | PC |  | 1 | Y_PPM_01 | [5 empty] | 1 | 0 | PC | 2007-12-04 | 0 | PC
VTS-T0611-4421S | URED10 6/v3¦.1/v3¦.1/3 50VA/0.5 50VA/6P |  | 121EL | 3GB |  | S52 | COMM | CS03 | Z001 | V |  | F | RM | PD | ZABB | HGQ | 3410120000 | PC |  | 1 | Y_PPM_01 | [5 empty] | 1 | 0 | PC | 2007-12-04 | 0 | PC
VTS-T0611-4423 | URE10 6/v3¦.1/v3¦.1/3kV,50VA/0.5,50VA/3P |  | 121EL | 3GB |  | S52 | COMM | CS03 | Z001 | V |  | F | EL | PD | ZABB | HGQ | 3410120000 | PC |  | 1 | Y_PPM_01 | [5 empty] | 1 | 0 | PC | 2007-12-04 | 0 | PC
VTS-T0611-4423S | URED10 6/v3¦.1/v3¦.1/3kV,50VA/0.5,50VA/3 |  | 121EL | 3GB |  | S52 | COMM | CS03 | Z001 | V |  | F | EL | PD | ZABB | HGQ | 3410120000 | PC |  | 1 | Y_PPM_01 | [5 empty] | 1 | 0 | PC | 2007-12-04 | 0 | PC
VTS-T0611-4423S-1 | URED3-10 6/v3¦0.1/v3¦0.1/3KV 0.5/3P |  | 121EL-VT |  |  | 12Q | COMM | CS03 | Z001 | V |  | F | RM | PD | ZABB | HGQ | 3410121000 | PC |  | 1 | CNXIHE4 | [5 empty] | 1 | 0 | PC | 2009-01-05 | 0 | PC
VTS-T0611-4423S-2 | URED2-10 6/v3¦0.1/v3¦0.1/3KV 0.5/3P |  | 121EL-VT | 3GB |  | S52 | COMM | CS03 | Z001 | V |  | F | RM | PD | ZABB | HGQ | 3410121000 | PC |  | 1 | CNXIHE4 | [5 empty] | 1 | 0 | PC | 2009-06-12 | 0 | PC
VTS-T0611-4811S | URED2-10 6/v3¦.1/v3¦.1/3kV 0.2/6P |  | 121EL | 3GB |  | S52 | COMM | CS03 | Z001 | V |  | F | RM | PD | ZABB | HGQ | 3410121000 | PC |  | 1 | CNXIHE4 | [5 empty] | 1 | 0 | PC | 2008-04-22 | 0 | PC
VTS-T0611-4823 | URE10 6/v3 .1/v3 .1/3kV,CL0.5/3P |  | 121EL-VT | 3GB |  | S52 | COMM | CS03 | Z001 | V |  | F | RM | PD | ZABB | HGQ | 3410121000 | PC |  | 1 | CNXIHE4 | [5 empty] | 1 | 0 | PC | 2013-10-09 | 0 | PC
VTS-T0611-4823-1 | UREZ10 6/v3 0.1/v3 0.1/3 kV |  | 121EL-VT |  |  | B03 | COMM | CS03 | Z001 | V |  | F | RM | PD | ZABB | HGQ | 3410121000 | PC |  | 1 | CNXIHE4 | [5 empty] | 1 | 0 | PC | 2016-09-06 | 0 | PC
VTS-T0611-4823-2 | UREZ10-N 6/v3 0.1/v3 0.1/3kV |  | 121EL-VT | 3GB |  | S52 | COMM | CS03 | Z001 | V |  | F | RM | PD | ZABB | HGQ | 3410121000 | PC |  | 1 | CNDUYAN | [5 empty] | 1 | 0 | PC | 2020-11-19 | 0 | PC
VTS-T0611-4823-3 | URE10 6/v3 0.1/v3 0.1/3kV CL0.5/3P |  | 121EL-VT | 3GB |  | S52 | COMM | CS03 | Z001 | V |  | F | RM | PD | ZABB | HGQ | 3410121000 | PC |  | 1 | CNJOCHE21 | [5 empty] | 1 | 0 | PC | 2021-04-14 | 0 | PC
VTS-T0611-4823S | URED2-10 6/v3 .1/v3 .1/3kV 0.5/3P |  | 121EL-VT | 3GB |  | S52 | COMM | CS03 | Z001 | V |  | F | RM | PD | ZABB | HGQ | 3410121000 | PC |  | 1 | CNXIHE4 | [5 empty] | 1 | 0 | PC | 2010-02-26 | 0 | PC
VTS-T0611-4827 | UREZ10 6/v3 0.1/v3 0.1/3 kV |  | 121EL-VT | 3GB |  | S52 | COMM | CS03 | Z001 | V |  | F | RM | PD | ZABB | HGQ | 3410121000 | PC |  | 1 | CNSAQIN | [5 empty] | 1 | 0 | PC | 2016-08-05 | 0 | PC
VTS-T0611-5423 | URE10 6/v3 .1/v3 .1/3kV,60VA/0.5,50VA/3P |  | 121EL-VT | 3GB |  | S52 | COMM | CS03 | Z001 | V |  | F | RM | PD | ZABB | HGQ | 3410121000 | PC |  | 1 | CNXIHE4 | [5 empty] | 1 | 0 | PC | 2011-07-14 | 0 | PC
VTS-T0611-5423-2 | UREZ10 6/v3 0.1/v3 0.1/3 kV 60VA/CL0.5 |  | 121EL-VT | 3GB |  | S52 | COMM | CS03 | Z001 | V |  | F | RM | PD | ZABB | HGQ | 3410121000 | PC |  | 1 | T_GUIHUA_YE | [5 empty] | 1 | 0 | PC | 2015-02-10 | 0 | PC
VTS-T0611-5423S | URED10 6/v3¦.1/v3¦.1/3kV,60VA/0.5,50VA/3 |  | 121EL | 3GB |  | S52 | COMM | CS03 | Z001 | V |  | F | EL | PD | ZABB | HGQ | 3410120000 | PC |  | 1 | Y_PPM_01 | [5 empty] | 1 | 0 | PC | 2007-12-04 | 0 | PC
VTS-T0611-5423S-1 | URED2-10 6/v3¦.1/v3¦.1/3kV,60VA/0.5 |  | 121EL-VT | 3GB |  | S52 | COMM | CS03 | Z001 | V |  | F | RM | PD | ZABB | HGQ | 3410121000 | PC |  | 1 | CNXIHE4 | [5 empty] | 1 | 0 | PC | 2010-12-23 | 0 | PC
VTS-T0611-5523S | URED10 6/v3¦.1/v3¦.1/3kV,60VA/0.5,60VA/3 |  | 121EL | 3GB |  | S52 | COMM | CS03 | Z001 | V |  | F | EL | PD | ZABB | HGQ | 3410120000 | PC |  | 1 | Y_PPM_01 | [5 empty] | 1 | 0 | PC | 2007-12-04 | 0 | PC
VTS-T0611-6423 | URE10 6000/v3 100/v3 100/3V 75VA/CL0.5 |  | 121EL-VT | 3GB |  | S52 | COMM | CS03 | Z001 | V |  | F | RM | PD | ZABB | HGQ | 3410121000 | PC |  | 1 | CNXIHE4 | [5 empty] | 1 | 0 | PC | 2013-01-27 | 0 | PC
VTS-T0611-6423S | URED10-6/v3¦0.1/v3¦0.1/3kV,75/0.5;50/3P |  | 121EL | 3GB |  | S52 | COMM | CS03 | Z001 | V |  | F | RM | PD | ZABB | HGQ | 3410120000 | PC |  | 1 | Y_PPM_01 | [5 empty] | 1 | 0 | PC | 2007-12-04 | 0 | PC
VTS-T0611-6493 | URE10 6000/v3 100/v3 100/3V |  | 121EL-VT | 3GB |  | S52 | COMM | CS03 | Z001 | V |  | F | RM | PD | ZABB | HGQ | 3410121000 | PC |  | 1 | CNGELI3 | [5 empty] | 1 | 0 | PC | 2019-01-09 | 0 | PC
VTS-T0611-8421 | UNE 6/v3¦0.1/v3¦0.1/3KV 100/50VA 0.5/6P |  | 121EL | 3GB |  | S52 | COMM | CS03 | Z001 | V |  | F | RM | PD | ZABB | HGQ | 3410120000 | PC |  | 1 | Y_PPM_01 | [5 empty] | 1 | 0 | PC | 2007-12-04 | 0 | PC
VTS-T0611-8823 | UNE10 6/v3¦0.1/v3¦0.1/3 100VA/0.5;100VA/ |  | 121EL | 3GB |  | S52 | COMM | CS03 | Z001 | V |  | F | RM | PD | ZABB | HGQ | 3410120000 | PC |  | 1 | Y_PPM_01 | [5 empty] | 1 | 0 | PC | 2007-12-04 | 0 | PC
VTS-T0611-8823S | URED2-10 6000/v3 100/v3 100/3V 100VA/ |  | 121EL-VT |  |  | B03 | COMM | CS03 | Z001 | V |  | F | RM | PD | ZABB | HGQ | 3410121000 | PC |  | 1 | CNXIHE4 | [5 empty] | 1 | 0 | PC | 2011-03-29 | 0 | PC
VTS-T0611-9823S | URED2-10 6/v3¦.1/v3¦.1/3kV 0.5/3P |  | 121EL | 3GB |  | S52 | COMM | CS03 | Z001 | V |  | F | RM | PD | ZABB | HGQ | 3410120000 | PC |  | 1 | Y_PPM_01 | [5 empty] | 1 | 0 | PC | 2007-12-04 | 0 | PC
VTS-T0611-A421 | UNE10 150/50VA CL0.5/6P |  | 121EL | 3GB |  | S52 | COMM | CS03 | Z001 | V |  | F | EL | PD | ZABB | HGQ | 3410120000 | PC |  | 1 | Y_PPM_01 | [5 empty] | 1 | 0 | PC | 2007-12-04 | 0 | PC
VTS-T0611-G411S | URED10 .6/v3¦.1/v3¦.1/3KV 40/50 (*) |  | 121EL | HJE |  | S52 | COMM | CS03 | Z001 | V |  | F | RM | PD | ZABB | HGQ | 3410120000 | PC |  | 1 | Y_PPM_01 | [5 empty] | 1 | 0 | PC | 2007-12-04 | 0 | PC
VTS-T0611-G821 | URE10 6/v3 0.1/v3 0.1/3kV CL0.5/6P |  | 121EL-VT | 3GB |  | S52 | COMM | CS03 | Z001 | V |  | F | RM | PD | ZABB | HGQ | 3410121000 | PC |  | 1 | CNJISU10 | [5 empty] | 1 | 0 | PC | 2022-04-08 | 0 | PC
VTS-T0611-H411S | URED10 6/v3¦.1/v3¦.1/3kV 0.2/6P |  | 121EL | 3GB |  | S52 | COMM | CS03 | Z001 | V |  | F | RM | PD | ZABB | HGQ | 3410121000 | PC |  | 1 | CNXIHE4 | [5 empty] | 1 | 0 | PC | 2008-03-04 | 0 | PC
VTS-T0611-H413S | URED10 25/50VA CL0.2/3P |  | 121EL | 3GB |  | S52 | COMM | CS03 | Z001 | V |  | F | EL | PD | ZABB | HGQ | 3410120000 | PC |  | 1 | Y_PPM_01 | [5 empty] | 1 | 0 | PC | 2007-12-04 | 0 | PC
VTS-T0611-I423S | URED2-10 6/v3 .1/v3 .1/3kV 20VA/CL0.5 |  | 121EL-VT | 3GB |  | S52 | COMM | CS03 | Z001 | V |  | F | RM | PD | ZABB | HGQ | 3410121000 | PC |  | 1 | CNXIHE4 | [5 empty] | 1 | 0 | PC | 2016-04-08 | 0 | PC
VTS-T06111-224193S | URED2-10 6/v3 .1/v3 . 1/v3 .1/3kV 0.2/ |  | 121EL-VT | 3GD |  | S52 | COMM | CS03 | Z001 | V |  | F | RM | PD | ZABB | HGQ | 3410121000 | PC |  | 1 | CNGELI3 | [5 empty] | 1 | 0 | PC | 2019-11-07 | 0 | PC
VTS-T06111-228123S | URED2-10 6/v3 .1/v3 .1/v3 .1/3kV |  | 121EL-VT | 3GB |  | S52 | COMM | CS03 | Z001 | V |  | F | RM | PD | ZABB | HGQ | 3410121000 | PC |  | 1 | CNGELI3 | [5 empty] | 1 | 0 | PC | 2019-03-28 | 0 | PC
VTS-T06111-2G4121 | UNE10-S 30/40/50 .2/.5/6P |  | 121EL | 3GB |  | S52 | COMM | CS03 | Z001 | V |  | F | EL | PD | ZABB | HGQ | 3410120000 | PC |  | 1 | Y_PPM_01 | [5 empty] | 1 | 0 | PC | 2007-12-04 | 0 | PC
VTS-T06111-2G4121S | URED3-10 30/40/50 .2/.5/6P |  | 121EL | 3GB |  | S52 | COMM | CS03 | Z001 | V |  | F | RM | PD | ZABB | HGQ | 3410120000 | PC |  | 1 | Y_PPM_01 | [5 empty] | 1 | 0 | PC | 2007-12-04 | 0 | PC
VTS-T06111-2G4123S | URED2-10 6/v3 .1/v3 .1/v3 .1/3kV W.TUBE |  | 121EL-VT | 3GB |  | S52 | COMM | CS03 | Z001 | V |  | F | RM | PD | ZABB | HGQ | 3410121000 | PC |  | 1 | T_GUIHUA_YE | [5 empty] | 1 | 0 | PC | 2012-05-24 | 0 | PC
VTS-T06111-I24121 | UNEZ7-10N 6/v3/0.1/v3/0.1/v3/0.1/3kV |  | 121EL-VT | 3GB |  | S52 | COMM | CS03 | Z001 | V |  | F | RM | PD | ZABB | HGQ | 3410121000 | PC |  | 1 | CNJISU10 | [5 empty] | 1 | 0 | PC | 2022-01-19 | 0 | PC
VTS-T06113-244123 | UNEZ7-10N 6/v3 0.1/v3 0.1/v3 0.1/3 kV |  | 121EL-VT | 3GB |  | S52 | COMM | CS03 | Z001 | V |  | F | RM | PD | ZABB | HGQ | 3410121000 | PC |  | 1 | CNDUYAN | [5 empty] | 1 | 0 | PC | 2018-12-28 | 0 | PC
VTS-T0613-2222S | URED10 6/v3¦0.1/v3¦0.1/v3kV,15/0.5;15/0. |  | 121EL | 3GB |  | S52 | COMM | CS03 | Z001 | V |  | F | RM | PD | ZABB | HGQ | 3410120000 | PC |  | 1 | Y_PPM_01 | [5 empty] | 1 | 0 | PC | 2007-12-04 | 0 | PC
VTS-T0613-4423 | RELX10 6/v3 0.1/v3 0.1/3 kV 50VA/CL0.5 |  | 121EL-VT | 3GB |  | S52 | COMM | CS03 | Z001 | V |  | F | RM | PD | ZABB | HGQ | 3410121000 | PC |  | 1 | CNDUYAN | [5 empty] | 1 | 0 | PC | 2018-12-28 | 0 | PC
VTS-T0613-442BS | URED2-10 6/v3¦.1/v3¦.1/v3kV 0.5/0.5 |  | 121EL | 3GB |  | S52 | COMM | CS03 | Z001 | V |  | F | RM | PD | ZABB | HGQ | 3410121000 | PC |  | 1 | CNXIHE4 | [5 empty] | 1 | 0 | PC | 2008-05-12 | 0 | PC
VTS-T0615-2423 | RELX10 6000/v3¦100/v3¦100V 0.5/3P |  | 121EL | 3GB |  | S52 | COMM | CS03 | Z001 | V |  | F | RM | PD | ZABB | HGQ | 3410120000 | PC |  | 1 | Y_PPM_01 | [5 empty] | 1 | 0 | PC | 2007-12-31 | 0 | PC
VTS-T0622-4423S | URED2-10 6/v3¦.11/v3¦.11/3kV 0.5/3P |  | 121EL-VT | 3GB |  | S52 | COMM | CS03 | Z001 | V |  | F | RM | PD | ZABB | HGQ | 3410121000 | PC |  | 1 | CNXIHE4 | [5 empty] | 1 | 0 | PC | 2009-07-14 | 0 | PC
VTS-T0622-8431N | URED10 6.6/v3¦.11/v3¦.11/3kV,50/CL.5 |  | 121EL | 3GB |  | B03 | COMM | CS03 | Z001 | V |  | F | RM | PD | ZABB | HGQ | 3410120000 | PC |  | 1 | Y_PPM_01 | [5 empty] | 1 | 0 | PC | 2007-12-04 | 0 | PC
VTS-T0622-8431S | URED10 6.3/v3¦.11/v3¦.11/3kV(*) |  | 121EL | HJE |  | S52 | COMM | CS03 | Z001 | V |  | F | EL | PD | ZABB | HGQ | 3410120000 | PC |  | 1 | Y_PPM_01 | [5 empty] | 1 | 0 | PC | 2007-12-04 | 0 | PC
VTS-T0622-H413S | URED2-10 6/v3¦.11/v3¦.11/3kV 0.2/3P |  | 121EL-VT | 3GB |  | S52 | COMM | CS03 | Z001 | V |  | F | RM | PD | ZABB | HGQ | 3410121000 | PC |  | 1 | CNXIHE4 | [5 empty] | 1 | 0 | PC | 2009-07-15 | 0 | PC
VTS-T0711-I413S | URED10 6.6/√3/0.1/√3/0.1/3 0.2/3P |  | 121EL-VT |  |  | 129 | COMM | CS03 | Z001 | V |  | F | RM | PD | ZABB | HGQ | 3410121000 | PC |  | 1 | CNJOCHE21 | [5 empty] | 1 | 0 | PC | 2020-11-19 | 0 | PC
VTS-T0711-I413S-1 | URED10 6.6/√3/0.1/√3/0.1/3 0.2/3P |  | 121EL-VT | 3GB |  | S52 | COMM | CS03 | Z001 | V |  | F | RM | PD | ZABB | HGQ | 3410121000 | PC |  | 1 | CNJOCHE21 | [5 empty] | 1 | 0 | PC | 2020-11-19 | 0 | PC
VTS-T0712-4423S | URED2-10 6600/v3 110/v3 110/3V |  | 121EL-VT |  |  | B03 | COMM | CS03 | Z001 | V |  | F | RM | PD | ZABB | HGQ | 3410121000 | PC |  | 1 | T_GUIHUA_YE | [5 empty] | 1 | 0 | PC | 2011-11-11 | 0 | PC
VTS-T0712-H413S | URED2-10 6600/v3 110/v3 110/3V |  | 121EL-VT |  |  | B03 | COMM | CS03 | Z001 | V |  | F | RM | PD | ZABB | HGQ | 3410121000 | PC |  | 1 | T_GUIHUA_YE | [5 empty] | 1 | 0 | PC | 2011-11-11 | 0 | PC
VTS-T0720-4020S | URED10 6.6/v3¦.11/v3 50VA CL0.5WITH TUBE |  | 121EL | 3GB |  | S52 | COMM | CS03 | Z001 | V |  | F | EL | PD | ZABB | HGQ | 3410120000 | PC |  | 1 | Y_PPM_01 | [5 empty] | 1 | 0 | PC | 2007-12-04 | 0 | PC
VTS-T0720-4020T | URE10 6.6/v3¦.11/v3kV,50VA/CL.5 |  | 121EL | 3GB |  | S52 | COMM | CS03 | Z001 | V |  | F | RM | PD | ZABB | HGQ | 3410120000 | PC |  | 1 | Y_PPM_01 | [5 empty] | 1 | 0 | PC | 2007-12-04 | 0 | PC
VTS-T0720-8050 | URE10 6.6/v3¦.11/v3¦.11/3kV(*) |  | 121EL | HJE |  | S52 | COMM | CS03 | Z001 | V |  | F | EL | PD | ZABB | HGQ | 3410120000 | PC |  | 1 | Y_PPM_01 | [5 empty] | 1 | 0 | PC | 2007-12-04 | 0 | PC
VTS-T0720-9030N | URED10 6.6/v3¦.11/v3kV,120VA/CL1.0 |  | 121EL | 3GB |  | S52 | COMM | CS03 | Z001 | V |  | F | RM | PD | ZABB | HGQ | 3410120000 | PC |  | 1 | Y_PPM_01 | [5 empty] | 1 | 0 | PC | 2007-12-04 | 0 | PC
VTS-T0720-9030T | URE10 6.6/v3¦.11/v3kV,120VA/CL1.0 |  | 121EL | 3GB |  | S52 | COMM | CS03 | Z001 | V |  | F | RM | PD | ZABB | HGQ | 3410120000 | PC |  | 1 | Y_PPM_01 | [5 empty] | 1 | 0 | PC | 2007-12-04 | 0 | PC
VTS-T0722-4421N | URED10 6.6/v3¦.11/v3¦.11/3kV,50/CL.5 |  | 121EL | 3GB |  | S52 | COMM | CS03 | Z001 | V |  | F | RM | PD | ZABB | HGQ | 3410120000 | PC |  | 1 | Y_PPM_01 | [5 empty] | 1 | 0 | PC | 2007-12-04 | 0 | PC
VTS-T0722-4423S | URED2-10 6600/v3 110/v3 110/3V |  | 121EL-VT | 3GB |  | S52 | COMM | CS03 | Z001 | V |  | F | RM | PD | ZABB | HGQ | 3410121000 | PC |  | 1 | T_GUIHUA_YE | [5 empty] | 1 | 0 | PC | 2011-11-11 | 0 | PC
VTS-T0722-442B | UNE10-6.6/v3¦110v3¦110/3KV-2x(50VA/.5) |  | 121EL | 3GB |  | B03 | COMM | CS03 | Z001 | V |  | F | EL | PD | ZABB | HGQ | 3410120000 | PC |  | 1 | Y_PPM_01 | [5 empty] | 1 | 0 | PC | 2007-12-04 | 0 | PC
VTS-T0722-8431S | URED10 6.6/v3¦.11/v3¦.11/3 100VA/1.0 |  | 121EL | 3GB |  | S52 | COMM | CS03 | Z001 | V |  | F | RM | PD | ZABB | HGQ | 3410120000 | PC |  | 1 | Y_PPM_01 | [5 empty] | 1 | 0 | PC | 2007-12-04 | 0 | PC
VTS-T0722-8431T | URE10 6.6/v3¦.11/v3¦.11/3 100VA/1.0 |  | 121EL | 3GB |  | S52 | COMM | CS03 | Z001 | V |  | F | RM | PD | ZABB | HGQ | 3410120000 | PC |  | 1 | Y_PPM_01 | [5 empty] | 1 | 0 | PC | 2007-12-04 | 0 | PC
VTS-T0722-H413S | URED2-10 6600/v3 110/v3 110/3V |  | 121EL-VT | 3GB |  | S52 | COMM | CS03 | Z001 | V |  | F | RM | PD | ZABB | HGQ | 3410121000 | PC |  | 1 | T_GUIHUA_YE | [5 empty] | 1 | 0 | PC | 2011-11-11 | 0 | PC
VTS-T0811-4421 | URE10 6.3/v3¦100v3¦100/3KV 50VA CL0.5 |  | 121EL | 3GB |  | S52 | COMM | CS03 | Z001 | V |  | F | EL | PD | ZABB | HGQ | 3410120000 | PC |  | 1 | Y_PPM_01 | [5 empty] | 1 | 0 | PC | 2007-12-04 | 0 | PC
VTS-T0811-4421S | URED10 6.3/v3¦.1/v3¦.1/3KV 50VA/CL0.5 |  | 121EL | 3GB |  | S52 | COMM | CS03 | Z001 | V |  | F | EL | PD | ZABB | HGQ | 3410120000 | PC |  | 1 | Y_PPM_01 | [5 empty] | 1 | 0 | PC | 2007-12-04 | 0 | PC
VTS-T0811-4423 | URE10 6.3/v3¦.1/v3¦.1/3kV 0.5/3P |  | 121EL | 3GB |  | S52 | COMM | CS03 | Z001 | V |  | F | RM | PD | ZABB | HGQ | 3410121000 | PC |  | 1 | CNXIHE4 | [5 empty] | 1 | 0 | PC | 2008-04-23 | 0 | PC
VTS-T0811-4423S | URED10 6.3/?¦.1/?¦.1/3KV 2x50VA/CL0.5-3P |  | 121EL | 3GB |  | S52 | COMM | CS03 | Z001 | V |  | F | EL | PD | ZABB | HGQ | 3410120000 | PC |  | 1 | Y_PPM_01 | [5 empty] | 1 | 0 | PC | 2007-12-04 | 0 | PC
VTS-T0811-4423S-1 | URED2-10 6.3/v3¦.1/v3¦.1/3kV 0.5/3P |  | 121EL-VT | 3GB |  | S52 | COMM | CS03 | Z001 | V |  | F | RM | PD | ZABB | HGQ | 3410121000 | PC |  | 1 | CNXIHE4 | [5 empty] | 1 | 0 | PC | 2009-01-09 | 0 | PC
VTS-T0811-4823S | URED2-10 6.3/v3¦.1/v3¦.1/3kV 0.5/3P |  | 121EL-VT | 3GB |  | S52 | COMM | CS03 | Z001 | V |  | F | RM | PD | ZABB | HGQ | 3410121000 | PC |  | 1 | CNXIHE4 | [5 empty] | 1 | 0 | PC | 2009-11-24 | 0 | PC
VTS-T08111-224293S | URED2-10 6.3/v3 .1/v3 . 1/v3 .1/3kV 0.5/ |  | 121EL-VT | 3GB |  | S52 | COMM | CS03 | Z001 | V |  | F | RM | PD | ZABB | HGQ | 3410121000 | PC |  | 1 | CNXIHE4 | [5 empty] | 1 | 0 | PC | 2016-01-27 | 0 | PC
VTS-T0813-222BS | URED2-10 6.3/v3¦.1/v3¦.1/v3kV 0.5/0.5 |  | 121EL | 3GB |  | S52 | COMM | CS03 | Z001 | V |  | F | RM | PD | ZABB | HGQ | 3410121000 | PC |  | 1 | CNXIHE4 | [5 empty] | 1 | 0 | PC | 2008-04-23 | 0 | PC
VTS-T0822-4423S | URED2-10 6.3/v3¦.11/v3¦.11/3kV 0.5/3P |  | 121EL | 3GB |  | S52 | COMM | CS03 | Z001 | V |  | F | RM | PD | ZABB | HGQ | 3410121000 | PC |  | 1 | CNXIHE4 | [5 empty] | 1 | 0 | PC | 2008-07-25 | 0 | PC
VTS-T0822-8431S | URED10 6.3/v3¦.11/v3¦.11/3kV W. TUBE |  | 121EL | 3GB |  | S52 | COMM | CS03 | Z001 | V |  | F | EL | PD | ZABB | HGQ | 3410120000 | PC |  | 1 | Y_PPM_01 | [5 empty] | 1 | 0 | PC | 2007-12-04 | 0 | PC
VTS-T0822-A421 | UNE10 6.3/v3¦.11/v3¦.11/3 150/50 0.5/6P |  | 121EL | 3GB |  | S52 | COMM | CS03 | Z001 | V |  | F | EL | PD | ZABB | HGQ | 3410120000 | PC |  | 1 | Y_PPM_01 | [5 empty] | 1 | 0 | PC | 2007-12-04 | 0 | PC
VTS-T1010-1010 | URE10 10/v3¦.1/v3KV CL0.2/15VA |  | 121EL | 3GB |  | S52 | COMM | CS03 | Z001 | V |  | F | RM | PD | ZABB | HGQ | 3410121000 | PC |  | 1 | CNXIHE4 | [5 empty] | 1 | 0 | PC | 2008-02-20 | 0 | PC
VTS-T1010-2010 | UNE10 10/v3¦.1/v3,30VA/0.2 |  | 121EL | 3GB |  | S52 | COMM | CS03 | Z001 | V |  | F | EL | PD | ZABB | HGQ | 3410120000 | PC |  | 1 | Y_PPM_01 | [5 empty] | 1 | 0 | PC | 2007-12-04 | 0 | PC
VTS-T1010-2010-1 | URE10 10/v3¦.1/v3,30VA/0.2 |  | 121EL | 3GB |  | S52 | COMM | CS03 | Z001 | V |  | F | EL | PD | ZABB | HGQ | 3410120000 | PC |  | 1 | Y_PPM_01 | [5 empty] | 1 | 0 | PC | 2007-12-04 | 0 | PC
VTS-T1010-4010S | URED2-10 10/v3¦.1/v3KV CL0.2/50VA |  | 121EL-VT | 3GB |  | S52 | COMM | CS03 | Z001 | V |  | F | RM | PD | ZABB | HGQ | 3410121000 | PC |  | 1 | CNXIHE4 | [5 empty] | 1 | 0 | PC | 2009-06-23 | 0 | PC
VTS-T1010-4020S | URED2-10 10/v3 .1/v3KV CL0.5/50VA |  | 121EL-VT | 3GB |  | S52 | COMM | CS03 | Z001 | V |  | F | RM | PD | ZABB | HGQ | 3410121000 | PC |  | 1 | CNXIHE4 | [5 empty] | 1 | 0 | PC | 2011-08-12 | 0 | PC
VTS-T1010-5030S | URED10 10/v3¦.1/v3kV,60VA/0.5 |  | 121EL | 3GB |  | S52 | COMM | CS03 | Z001 | V |  | F | EL | PD | ZABB | HGQ | 3410120000 | PC |  | 1 | Y_PPM_01 | [5 empty] | 1 | 0 | PC | 2007-12-04 | 0 | PC
VTS-T1010-H010 | URE10 10000/v3¦100/v3¦ |  | 121EL | 3GB |  | S52 | COMM | CS03 | Z001 | V |  | F | EL | PD | ZABB | HGQ | 3410120000 | PC |  | 1 | Y_PPM_01 | [5 empty] | 1 | 0 | PC | 2007-12-04 | 0 | PC
VTS-T1010-I010 | URE10 10/v3kV，0.1/v3kV |  | 121EL-VT |  |  | 129 | COMM | CS03 | Z001 | V |  | F | RM | PD | ZABB | HGQ | 3410121000 | PC |  | 1 | CNJOCHE21 | [5 empty] | 1 | 0 | PC | 2020-06-30 | 0 | PC
VTS-T1011-1112S | URED10 10/v3¦.1/v3¦.1/3kV,15VA/0.2,15VA/ |  | 121EL | 3GB |  | S52 | COMM | CS03 | Z001 | V |  | F | RM | PD | ZABB | HGQ | 3410120000 | PC |  | 1 | Y_PPM_01 | [5 empty] | 1 | 0 | PC | 2007-12-04 | 0 | PC
VTS-T1011-1413 | UNE10-CQ2 10/v3¦.1/v3¦.1/3kV 0.2/3P |  | 121EL-VT | 3GD |  | S52 | COMM | CS03 | Z001 | V |  | F | RM | PD | ZABB | HGQ | 3410121000 | PC |  | 1 | CNXIHE4 | [5 empty] | 1 | 0 | PC | 2009-06-12 | 0 | PC
VTS-T1011-1413-1 | URE10 10/v3 0.1/v3 0.1/3KV 15VA/CL 0.2 |  | 121EL-VT | 3GB |  | S52 | COMM | CS03 | Z001 | V |  | F | RM | PD | ZABB | HGQ | 3410121000 | PC |  | 1 | CNXIHE4 | [5 empty] | 1 | 0 | PC | 2011-08-30 | 0 | PC
VTS-T1011-1413S | URED10 10/v3 .1/v3 .1/3 kV 15/50VA CL0.2 |  | 121EL-VT | 3GB |  | S52 | COMM | CS03 | Z001 | V |  | F | RM | PD | ZABB | HGQ | 3410121000 | PC |  | 1 | T_GUIHUA_YE | [5 empty] | 1 | 0 | PC | 2013-09-16 | 0 | PC
VTS-T1011-2411 | UNE10 30/50VA CL0.2/6P |  | 121EL | 3GB |  | S52 | COMM | CS03 | Z001 | V |  | F | RM | PD | ZABB | HGQ | 3410120000 | PC |  | 1 | Y_PPM_01 | [5 empty] | 1 | 0 | PC | 2007-12-04 | 0 | PC
VTS-T1011-2413 | URE10 10/v3 .1/v3 .1/3kV 0.2/3P |  | 121EL-VT |  |  | 129 | COMM | CS03 | Z001 | V |  | F | RM | PD | ZABB | HGQ | 3410121000 | PC |  | 1 | CNJOCHE21 | [5 empty] | 1 | 0 | PC | 2021-03-23 | 0 | PC
VTS-T1011-2413S | URED10 10/v3 0.1/v3 0.1/3KV |  | 121EL-VT | 3GB |  | S52 | COMM | CS03 | Z001 | V |  | F | RM | PD | ZABB | HGQ | 3410121000 | PC |  | 1 | CNGELI3 | [5 empty] | 1 | 0 | PC | 2019-05-27 | 0 | PC
VTS-T1011-2413S-1 | URED2-10 10/v3 .1/v3 .1/3kV 0.2/3P |  | 121EL-VT |  |  | 129 | COMM | CS03 | Z001 | V |  | F | RM | PD | ZABB | HGQ | 3410121000 | PC |  | 1 | CNJOCHE21 | [5 empty] | 1 | 0 | PC | 2021-03-23 | 0 | PC
VTS-T1011-2421-2 | RELZ10 10000/V3¦100/V3¦100/3V |  | 121EL | 3GB |  | S52 | COMM | CS03 | Z001 | V |  | F | EL | PD | ZABB | HGQ | 3410120000 | PC |  | 1 | Y_PPM_01 | [5 empty] | 1 | 0 | PC | 2007-12-04 | 0 | PC
VTS-T1011-2423 | RELZ10 10/V3/0.1/V3/0.1/3kV |  | 26XEL | 3GB |  | S04 | COMM | CS03 | Z001 | V |  | F |  | PD | ZABB | HGC | 3410121000 | PC |  | 1 | CNDUYAN | [5 empty] | 1 | 0 | PC | 2018-08-14 | 0 | PC
VTS-T1011-2423-1 | RELX10 10/V3/0.1/V3/0.1/3kV |  | 26XEL | 3GB |  | S04 | COMM | CS03 | Z001 | V |  | F |  | PD | ZABB | HGC | 3410121000 | PC |  | 1 | CNDUYAN | [5 empty] | 1 | 0 | PC | 2018-08-14 | 0 | PC
VTS-T1011-2423-2 | URE10 10/v3 .1/v3 .1/3kV |  | 121EL-VT |  |  | 129 | COMM | CS03 | Z001 | V |  | F | RM | PD | ZABB | HGQ | 3410121000 | PC |  | 1 | CNJISU10 | [5 empty] | 1 | 0 | PC | 2021-12-21 | 0 | PC
VTS-T1011-2811S | URED10 10/v3 .1/v3 .1/3kV,20VA/0.2,100VA |  | 121EL-VT | 3GB |  | S52 | COMM | CS03 | Z001 | V |  | F | RM | PD | ZABB | HGQ | 3410121000 | PC |  | 1 | T_GUIHUA_YE | [5 empty] | 1 | 0 | PC | 2012-01-18 | 0 | PC
VTS-T1011-2813S | URED-20S 10/v3 0.1/v3 0.1/3kV,CL0.2/3P |  | 121EL-VT | 3GB |  | S52 | COMM | CS03 | Z001 | V |  | F | RM | PD | ZABB | HGQ | 3410121000 | PC |  | 1 | CNXIHE4 | [5 empty] | 1 | 0 | PC | 2014-11-24 | 0 | PC
VTS-T1011-4421 | URE10 50/50VA CL0.5/6P |  | 121EL | 3GB |  | S52 | COMM | CS03 | Z001 | V |  | F | RM | PD | ZABB | HGQ | 3410120000 | PC |  | 1 | Y_PPM_01 | [5 empty] | 1 | 0 | PC | 2007-12-04 | 0 | PC
VTS-T1011-4421-1 | URE10 10/v3/0.1/v3/0.1/3KV |  | 121EL-VT | 3GB |  | S04 | COMM | CS03 | Z001 | V |  | F | RM | PD | ZABB | HGQ | 3410121000 | PC |  | 1 | CNGELI3 | [5 empty] | 1 | 0 | PC | 2019-06-11 | 0 | PC
VTS-T1011-4421S | URED10 10/v3¦.1/v3¦.1/3kV,50VA/0.5,50VA/ |  | 121EL | 3GB |  | S52 | COMM | CS03 | Z001 | V |  | F | RM | PD | ZABB | HGQ | 3410120000 | PC |  | 1 | Y_PPM_01 | [5 empty] | 1 | 0 | PC | 2007-12-04 | 0 | PC
VTS-T1011-4423 | URE10 10/v3¦.1/v3¦.1/3kV,50VA/0.5,50VA/3 |  | 121EL | 3GB |  | S52 | COMM | CS03 | Z001 | V |  | F | EL | PD | ZABB | HGQ | 3410120000 | PC |  | 1 | Y_PPM_01 | [5 empty] | 1 | 0 | PC | 2007-12-04 | 0 | PC
VTS-T1011-4423-1 | UNE20 10/v3¦.1/v3¦.1/3kV 0.5/50VA;3P/50 |  | 121EL | 3GB |  | S52 | COMM | CS03 | Z001 | V |  | F | RM | PD | ZABB | HGQ | 3410120000 | PC |  | 1 | Y_PPM_01 | [5 empty] | 1 | 0 | PC | 2007-12-04 | 0 | PC
VTS-T1011-4423-2 | UNE10-CQ2 10/v3¦.1/v3¦.1/3kV 0.5/3P |  | 121EL-VT | 3GB |  | S52 | COMM | CS03 | Z001 | V |  | F | RM | PD | ZABB | HGQ | 3410121000 | PC |  | 1 | CNXIHE4 | [5 empty] | 1 | 0 | PC | 2009-06-12 | 0 | PC
VTS-T1011-4423-3 | UNE2-10CQ 10/v3¦.1/v3¦.1/3kV 0.5/3P |  | 121EL-VT | 3GB |  | S52 | COMM | CS03 | Z001 | V |  | F | RM | PD | ZABB | HGQ | 3410121000 | PC |  | 1 | CNXIHE4 | [5 empty] | 1 | 0 | PC | 2009-06-12 | 0 | PC
VTS-T1011-4423-4 | URE10 10/v3 0.1/v3 0.1/3KV Cl0.5/50VA 3P |  | 121EL-VT | 3GB |  | S52 | COMM | CS03 | Z001 | V |  | F | RM | PD | ZABB | HGQ | 3410121000 | PC |  | 1 | T_GUIHUA_YE | [5 empty] | 1 | 0 | PC | 2012-02-07 | 0 | PC
VTS-T1011-4423-5 | URE10 10/v3 0.1/v3 0.1/3KV CL0.5/50VA 3P |  | 121EL-VT | 3GB |  | S52 | COMM | CS03 | Z001 | V |  | F | RM | PD | ZABB | HGQ | 3410121000 | PC |  | 1 | CNXIHE4 | [5 empty] | 1 | 0 | PC | 2013-02-18 | 0 | PC
VTS-T1011-4423S | URED10 10/v3¦.1/v3¦.1/3kV,50VA/0.5,50VA/ |  | 121EL | 3GB |  | S52 | COMM | CS03 | Z001 | V |  | F | EL | PD | ZABB | HGQ | 3410120000 | PC |  | 1 | Y_PPM_01 | [5 empty] | 1 | 0 | PC | 2007-12-04 | 0 | PC
VTS-T1011-4423S-1 | URED2-10 10/v3¦.1/v3¦.1/3kV 0.5/3P |  | 121EL | 3GB |  | S52 | COMM | CS03 | Z001 | V |  | F | RM | PD | ZABB | HGQ | 3410121000 | PC |  | 1 | CNXIHE4 | [5 empty] | 1 | 0 | PC | 2008-04-02 | 0 | PC
VTS-T1011-4423S-2 | URE10 10/v3 0.1/v3 0.1/3KV Cl0.5/50VA 3P |  | 121EL-VT | 3GB |  | S52 | COMM | CS03 | Z001 | V |  | F | RM | PD | ZABB | HGQ | 3410121000 | PC |  | 1 | T_GUIHUA_YE | [5 empty] | 1 | 0 | PC | 2011-11-25 | 0 | PC
VTS-T1011-4423S-3 | URED10 10/v3 .1/v3 .1/3kV,50VA/0.5,50VA/ |  | 121EL-VT | 3GB |  | S52 | COMM | CS03 | Z001 | V |  | F | RM | PD | ZABB | HGQ | 3410121000 | PC |  | 1 | T_GUIHUA_YE | [5 empty] | 1 | 0 | PC | 2012-09-06 | 0 | PC
VTS-T1011-4493S | URED2-10 10/v3¦0.1/v3¦0.1/3kV |  | 121EL-VT | 3GB |  | S52 | COMM | CS03 | Z001 | V |  | F | RM | PD | ZABB | HGQ | 3410121000 | PC |  | 1 | CNGELI3 | [5 empty] | 1 | 0 | PC | 2019-04-19 | 0 | PC
VTS-T1011-4821 | URE10 10/v3/0.1/v3/0.1/3KV;0.5/6P,50/100 |  | 121EL-VT |  |  | B03 | COMM | CS03 | Z001 | V |  | F | RM | PD | ZABB | HGQ | 3410121000 | PC |  | 1 | CNDUYAN | [5 empty] | 1 | 0 | PC | 2018-04-17 | 0 | PC
VTS-T1011-4821S | URED10 10000/v3 100/v3 100/3V |  | 121EL-VT | 3GB |  | S52 | COMM | CS03 | Z001 | V |  | F | RM | PD | ZABB | HGQ | 3410121000 | PC |  | 1 | CNDUYAN | [5 empty] | 1 | 0 | PC | 2020-12-01 | 0 | PC
VTS-T1011-4823 | URE10 10/v3 0.1/v3 0.1/3kV CL0.5/3P |  | 121EL-VT | 3GB |  | S52 | COMM | CS03 | Z001 | V |  | F | RM | PD | ZABB | HGQ | 3410121000 | PC |  | 1 | CNXIHE4 | [5 empty] | 1 | 0 | PC | 2014-07-23 | 0 | PC
VTS-T1011-4823-1 | RELZ10-N 10000/v3 100/v3 100/3V |  | 121EL-VT | 3GB |  | S52 | COMM | CS03 | Z001 | V |  | F | RM | PD | ZABB | HGQ | 3410121000 | PC |  | 1 | CNDUYAN | [5 empty] | 1 | 0 | PC | 2018-12-07 | 0 | PC
VTS-T1011-4823-2 | UNEZ7-10N 10/v3/0.1/v3/0.1/3kV |  | 121EL-VT | 3GB |  | S52 | COMM | CS03 | Z001 | V |  | F | RM | PD | ZABB | HGQ | 3410121000 | PC |  | 1 | CNGELI3 | [5 empty] | 1 | 0 | PC | 2019-03-07 | 0 | PC
VTS-T1011-4823-3 | UREZ10-N 10000/v3 100/v3 100/3 V |  | 121EL-VT | 3GB |  | S52 | COMM | CS03 | Z001 | V |  | F | RM | PD | ZABB | HGQ | 3410121000 | PC |  | 1 | CNJOCHE21 | [5 empty] | 1 | 0 | PC | 2021-01-13 | 0 | PC
VTS-T1011-4823S | URED2-10 10000/v3 100/v3 100/3V |  | 121EL-VT | 3GB |  | S52 | COMM | CS03 | Z001 | V |  | F | RM | PD | ZABB | HGQ | 3410121000 | PC |  | 1 | CNGELI3 | [5 empty] | 1 | 0 | PC | 2019-03-18 | 0 | PC
VTS-T1011-4823S-1 | URED10 10/v3 .1/v3 .1/3kV,50VA/0.5,100 |  | 121EL-VT | 3GB |  | S52 | COMM | CS03 | Z001 | V |  | F | RM | PD | ZABB | HGQ | 3410121000 | PC |  | 1 | CNGELI3 | [5 empty] | 1 | 0 | PC | 2019-07-02 | 0 | PC
VTS-T1011-4893 | URE10 10/v3/0.1/v3/0.1/3KV |  | 121EL-VT | 3GB |  | S52 | COMM | CS03 | Z001 | V |  | F | RM | PD | ZABB | HGQ | 3410121000 | PC |  | 1 | CNJOCHE21 | [5 empty] | 1 | 0 | PC | 2021-10-18 | 0 | PC
VTS-T1011-5421 | UREZ10-N 10000/v3 100/v3 100/3V 0.5/6P |  | 121EL-VT | 3GB |  | S52 | COMM | CS03 | Z001 | V |  | F | RM | PD | ZABB | HGQ | 3410121000 | PC |  | 1 | CNDUYAN | [5 empty] | 1 | 0 | PC | 2018-11-29 | 0 | PC
VTS-T1011-5423 | URE10 10/v3¦.1/v3¦.1/3kV,60VA/0.5,50VA/3 |  | 121EL | 3GB |  | S52 | COMM | CS03 | Z001 | V |  | F | EL | PD | ZABB | HGQ | 3410120000 | PC |  | 1 | Y_PPM_01 | [5 empty] | 1 | 0 | PC | 2007-12-04 | 0 | PC
VTS-T1011-5423S | URED10 10/v3¦.1/v3¦.1/3kV,60VA/0.5,50VA/ |  | 121EL | 3GB |  | S52 | COMM | CS03 | Z001 | V |  | F | EL | PD | ZABB | HGQ | 3410120000 | PC |  | 1 | Y_PPM_01 | [5 empty] | 1 | 0 | PC | 2007-12-04 | 0 | PC
VTS-T1011-5523S | URED10 10/v3¦.1/v3¦.1/3kV,60VA/0.5,60VA/ |  | 121EL | 3GB |  | S52 | COMM | CS03 | Z001 | V |  | F | EL | PD | ZABB | HGQ | 3410120000 | PC |  | 1 | Y_PPM_01 | [5 empty] | 1 | 0 | PC | 2007-12-04 | 0 | PC
VTS-T1011-58C3S | URED2-10 10/v3 .1/v3 .1/3 kV W.TUBE |  | 121EL-VT | 3GB |  | S52 | COMM | CS03 | Z001 | V |  | F | RM | PD | ZABB | HGQ | 3410121000 | PC |  | 1 | T_GUIHUA_YE | [5 empty] | 1 | 0 | PC | 2013-10-29 | 0 | PC
VTS-T1011-6421 | URE10 10000/v3 100/v3 100/3V 75/0.5 |  | 121EL-VT | 3GB |  | S52 | COMM | CS03 | Z001 | V |  | F | RM | PD | ZABB | HGQ | 3410121000 | PC |  | 1 | CNXIHE4 | [5 empty] | 1 | 0 | PC | 2009-11-19 | 0 | PC
VTS-T1011-6421S | URED10 75/50VA CL0.5/6P |  | 121EL | 3GB |  | S52 | COMM | CS03 | Z001 | V |  | F | EL | PD | ZABB | HGQ | 3410120000 | PC |  | 1 | Y_PPM_01 | [5 empty] | 1 | 0 | PC | 2007-12-04 | 0 | PC
VTS-T1011-6423 | URE10 10000/v3 100/v3 100/3V 75/0.5 |  | 121EL-VT | 3GB |  | S52 | COMM | CS03 | Z001 | V |  | F | RM | PD | ZABB | HGQ | 3410121000 | PC |  | 1 | T_GUIHUA_YE | [5 empty] | 1 | 0 | PC | 2013-05-17 | 0 | PC
VTS-T1011-6423S | URED10 10/v3¦.1/v3¦.1/3,75VA/0.5,50VA/3P |  | 121EL | 3GB |  | S52 | COMM | CS03 | Z001 | V |  | F | RM | PD | ZABB | HGQ | 3410120000 | PC |  | 1 | Y_PPM_01 | [5 empty] | 1 | 0 | PC | 2007-12-04 | 0 | PC
VTS-T1011-6428S | URED2-10 10/v3¦.1/v3¦.1/3kV 0.5/3P |  | 121EL-VT | 3GB |  | S52 | COMM | CS03 | Z001 | V |  | F | RM | PD | ZABB | HGQ | 3410121000 | PC |  | 1 | CNYOQIU | [5 empty] | 1 | 0 | PC | 2012-02-22 | 0 | PC
VTS-T1011-6813S | URED2-10 10/v3¦0.1/v3¦0.1/3kV |  | 121EL-VT | 3GB |  | S52 | COMM | CS03 | Z001 | V |  | F | RM | PD | ZABB | HGQ | 3410121000 | PC |  | 1 | CNGELI3 | [5 empty] | 1 | 0 | PC | 2019-04-19 | 0 | PC
VTS-T1011-7823S | URED2-10 10/v3¦.1/v3¦.1/3kV 0.5/3P |  | 121EL-VT | 3GB |  | S52 | COMM | CS03 | Z001 | V |  | F | RM | PD | ZABB | HGQ | 3410121000 | PC |  | 1 | CNXIHE4 | [5 empty] | 1 | 0 | PC | 2009-11-20 | 0 | PC
VTS-T1011-7891 | URE2-10 10/v3 0.1/v3 0.1/3kV 3P(CL0.5)/6 |  | 121EL-VT | 3GB |  | S52 | COMM | CS03 | Z001 | V |  | F | RM | PD | ZABB | HGQ | 3410121000 | PC |  | 1 | CNXIHE4 | [5 empty] | 1 | 0 | PC | 2014-08-06 | 0 | PC
VTS-T1011-78E1 | URE10 10000/v3 100/v3 100/3V |  | 121EL-VT |  |  | B03 | COMM | CS03 | Z001 | V |  | F | RM | PD | ZABB | HGQ | 3410121000 | PC |  | 1 | CNXIHE4 | [5 empty] | 1 | 0 | PC | 2012-04-13 | 0 | PC
VTS-T1011-78E1S | URED2-10 10000/v3 100/v3 100/3V W.TUBE |  | 121EL-VT |  |  | B03 | COMM | CS03 | Z001 | V |  | F | RM | PD | ZABB | HGQ | 3410121000 | PC |  | 1 | T_GUIHUA_YE | [5 empty] | 1 | 0 | PC | 2012-04-13 | 0 | PC
VTS-T1011-8421 | UNE10 10/v3¦0.1/v3¦0.1/3KV 100VA CL0.5 |  | 121EL | 3GB |  | S52 | COMM | CS03 | Z001 | V |  | F | RM | PD | ZABB | HGQ | 3410120000 | PC |  | 1 | Y_PPM_01 | [5 empty] | 1 | 0 | PC | 2007-12-04 | 0 | PC
VTS-T1011-8431 | URE10 100/50VA CL1.0/6P |  | 121EL | 3GB |  | S52 | COMM | CS03 | Z001 | V |  | F | EL | PD | ZABB | HGQ | 3410120000 | PC |  | 1 | Y_PPM_01 | [5 empty] | 1 | 0 | PC | 2007-12-04 | 0 | PC
VTS-T1011-8431S | URED 10/v3¦.1/v3¦.1/3KV 100/50VA 1.0/6P |  | 121EL | 3GB |  | S52 | COMM | CS03 | Z001 | V |  | F | RM | PD | ZABB | HGQ | 3410120000 | PC |  | 1 | Y_PPM_01 | [5 empty] | 1 | 0 | PC | 2007-12-04 | 0 | PC
VTS-T1011-8821 | UNE10 100VA/0.5 100VA/6P |  | 121EL | 3GB |  | S52 | COMM | CS03 | Z001 | V |  | F | EL | PD | ZABB | HGQ | 3410120000 | PC |  | 1 | Y_PPM_01 | [5 empty] | 1 | 0 | PC | 2007-12-04 | 0 | PC
VTS-T1011-8823 | UNE10 10/v3¦.1/v3¦.1/3kV,100VA/0.5,100VA |  | 121EL | 3GB |  | S52 | COMM | CS03 | Z001 | V |  | F | EL | PD | ZABB | HGQ | 3410120000 | PC |  | 1 | Y_PPM_01 | [5 empty] | 1 | 0 | PC | 2007-12-04 | 0 | PC
VTS-T1011-8823S | URED3-10 10/v3¦0.1/v3¦0.1/3,100VA/0.5 |  | 121EL | 3GB |  | S52 | COMM | CS03 | Z001 | V |  | F | RM | PD | ZABB | HGQ | 3410120000 | PC |  | 1 | Y_PPM_01 | [5 empty] | 1 | 0 | PC | 2007-12-04 | 0 | PC
VTS-T1011-8823S-1 | URED2-10 10/v3 .1/v3 .1/3kV W.TUBE |  | 121EL-VT | 3GB |  | S52 | COMM | CS03 | Z001 | V |  | F | RM | PD | ZABB | HGQ | 3410121000 | PC |  | 1 | T_GUIHUA_YE | [5 empty] | 1 | 0 | PC | 2012-08-28 | 0 | PC
VTS-T1011-9823S | URED2-10 10/v3¦.1/v3¦.1/3kV 0.5/3P |  | 121EL | 3GB |  | S52 | COMM | CS03 | Z001 | V |  | F | RM | PD | ZABB | HGQ | 3410120000 | PC |  | 1 | Y_PPM_01 | [5 empty] | 1 | 0 | PC | 2007-12-04 | 0 | PC
VTS-T1011-G821 | URE10 10/v3 0.1/v3 0.1/3kV CL0.5/6P |  | 121EL-VT | 3GB |  | S52 | COMM | CS03 | Z001 | V |  | F | RM | PD | ZABB | HGQ | 3410121000 | PC |  | 1 | CNGELI3 | [5 empty] | 1 | 0 | PC | 2019-05-10 | 0 | PC
VTS-T1011-H411 | URE10 25/50VA CL0.2/6P |  | 121EL | 3GB |  | S52 | COMM | CS03 | Z001 | V |  | F | EL | PD | ZABB | HGQ | 3410120000 | PC |  | 1 | Y_PPM_01 | [5 empty] | 1 | 0 | PC | 2007-12-04 | 0 | PC
VTS-T1011-H411S | URED10 25/50VA CL0.2/6P |  | 121EL | 3GB |  | S52 | COMM | CS03 | Z001 | V |  | F | RM | PD | ZABB | HGQ | 3410120000 | PC |  | 1 | Y_PPM_01 | [5 empty] | 1 | 0 | PC | 2007-12-04 | 0 | PC
VTS-T1011-H413 | URE10 25/50VA CL0.2/3P |  | 121EL | 3GB |  | S52 | COMM | CS03 | Z001 | V |  | F | EL | PD | ZABB | HGQ | 3410120000 | PC |  | 1 | Y_PPM_01 | [5 empty] | 1 | 0 | PC | 2007-12-04 | 0 | PC
VTS-T1011-H413S | URED10 25/50VA CL0.2/3P |  | 121EL | 3GB |  | S52 | COMM | CS03 | Z001 | V |  | F | EL | PD | ZABB | HGQ | 3410120000 | PC |  | 1 | Y_PPM_01 | [5 empty] | 1 | 0 | PC | 2007-12-04 | 0 | PC
VTS-T1011-I223 | URED10 10/v3 .1/v3 .1/3kV,20VA/0.5,30VA/ |  | 121EL-VT | 3GB |  | S52 | COMM | CS03 | Z001 | V |  | F | RM | PD | ZABB | HGQ | 3410121000 | PC |  | 1 | T_GUIHUA_YE | [5 empty] | 1 | 0 | PC | 2011-11-14 | 0 | PC
VTS-T1011-I413S | URED10 10/√3/0.1/√3/0.1/3 0.2/3P 2 |  | 121EL-VT | 3GB |  | S52 | COMM | CS03 | Z001 | V |  | F | RM | PD | ZABB | HGQ | 3410121000 | PC |  | 1 | CNJOCHE21 | [5 empty] | 1 | 0 | PC | 2020-11-19 | 0 | PC
VTS-T1011-I413S-1 | URED10 10/√3/0.1/√3/0.1/3 0.2/3P 2 |  | 121EL-VT |  |  | 129 | COMM | CS03 | Z001 | V |  | F | RM | PD | ZABB | HGQ | 3410121000 | PC |  | 1 | CNJOCHE21 | [5 empty] | 1 | 0 | PC | 2020-11-19 | 0 | PC
VTS-T10111-1II283 | UNEZ7-10N 10000/v3 100/v3 100/v3 100/3 V |  | 121EL-VT |  |  | 129 | COMM | CS03 | Z001 | V |  | F | RM | PD | ZABB | HGQ | 3410121000 | PC |  | 1 | CNJOCHE21 | [5 empty] | 1 | 0 | PC | 2021-02-22 | 0 | PC
VTS-T10111-224123 | UNE10-S 10/v3 .1/v3 .1/v3 .1/3kV |  | 121EL-VT | 3GB |  | S52 | COMM | CS03 | Z001 | V |  | F | RM | PD | ZABB | HGQ | 3410121000 | PC |  | 1 | CNXIHE4 | [5 empty] | 1 | 0 | PC | 2013-02-04 | 0 | PC
VTS-T10111-228121S | URED3-10 10/v3¦.1/v3¦.1/v3¦.1/3KV 0.2/0. |  | 121EL-VT |  |  | 12Q | COMM | CS03 | Z001 | V |  | F | RM | PD | ZABB | HGQ | 3410121000 | PC |  | 1 | CNXIHE4 | [5 empty] | 1 | 0 | PC | 2009-07-17 | 0 | PC
VTS-T10111-244123S | URED3-10 10/v3¦.1/v3¦.1/v3¦.1/3KV 0.2/0. |  | 121EL | 3GB |  | S52 | COMM | CS03 | Z001 | V |  | F | RM | PD | ZABB | HGQ | 3410121000 | PC |  | 1 | CNXIHE4 | [5 empty] | 1 | 0 | PC | 2008-12-31 | 0 | PC
VTS-T10111-2G4123 | UNE10-S 10/v3¦.1/v3¦.1/v3¦.1/3kV,30VA/0. |  | 121EL | 3GB |  | S52 | COMM | CS03 | Z001 | V |  | F | RM | PD | ZABB | HGQ | 3410120000 | PC |  | 1 | Y_PPM_01 | [5 empty] | 1 | 0 | PC | 2007-12-04 | 0 | PC
VTS-T10111-2G4123S | URED2-10 10/v3¦.1/v3¦.1/v3¦.1/3kV 0.2/0. |  | 121EL | 3GB |  | S52 | COMM | CS03 | Z001 | V |  | F | RM | PD | ZABB | HGQ | 3410120000 | PC |  | 1 | Y_PPM_01 | [5 empty] | 1 | 0 | PC | 2007-12-04 | 0 | PC
VTS-T10111-2G8183S | URED2-10 10/v3 .1/v3 .1/v3 .1/3kV |  | 121EL-VT | 3GB |  | S52 | COMM | CS03 | Z001 | V |  | F | RM | PD | ZABB | HGQ | 3410121000 | PC |  | 1 | CNXIHE4 | [5 empty] | 1 | 0 | PC | 2013-07-29 | 0 | PC
VTS-T10111-444283 | URE10 10/v3 0.1/v3 0.1/v3 0.1/3KV |  | 121EL-VT |  |  | B03 | COMM | CS03 | Z001 | V |  | F | RM | PD | ZABB | HGQ | 3410121000 | PC |  | 1 | CNXIHE4 | [5 empty] | 1 | 0 | PC | 2014-08-08 | 0 | PC
VTS-T10111-444283S | URE10 10/v3 0.1/v3 0.1/v3 0.1/3 kV W.TUB |  | 121EL-VT |  |  | B03 | COMM | CS03 | Z001 | V |  | F | RM | PD | ZABB | HGQ | 3410121000 | PC |  | 1 | T_GUIHUA_YE | [5 empty] | 1 | 0 | PC | 2014-08-08 | 0 | PC
VTS-T10111-448123S | URED3-10 10/v3¦.1/v3¦.1/v3¦.1/3KV 0.2/0. |  | 121EL-VT | 3GB |  | S52 | COMM | CS03 | Z001 | V |  | F | RM | PD | ZABB | HGQ | 3410121000 | PC |  | 1 | CNXIHE4 | [5 empty] | 1 | 0 | PC | 2009-10-08 | 0 | PC
VTS-T10111-448223S | URED2-10 10/v3 .1/v3 .1/v3 .1/3 kV |  | 121EL-VT | 3GB |  | S52 | COMM | CS03 | Z001 | V |  | F | RM | PD | ZABB | HGQ | 3410121000 | PC |  | 1 | CNGELI3 | [5 empty] | 1 | 0 | PC | 2019-03-18 | 0 | PC
VTS-T10111-5A8243S | URED3-10 10/v3¦.1/v3¦.1/v3¦.1/3KV 0.5/0. |  | 121EL-VT | 3GB |  | S52 | COMM | CS03 | Z001 | V |  | F | RM | PD | ZABB | HGQ | 3410121000 | PC |  | 1 | CNXIHE4 | [5 empty] | 1 | 0 | PC | 2010-10-13 | 0 | PC
VTS-T10111-668281 | URE2-10 10/v3/0.1/v3/0.1/v3/0.1/3kV |  | 121EL-VT | 3GB |  | S52 | COMM | CS03 | Z001 | V |  | F | RM | PD | ZABB | HGQ | 3410121000 | PC |  | 1 | CNDUYAN | [5 empty] | 1 | 0 | PC | 2020-09-16 | 0 | PC
VTS-T10111-848233S | URED2-10 10/v3 .1/v3 .1/v3 .1/3kV 0.5/1. |  | 121EL-VT | 3GB |  | S52 | COMM | CS03 | Z001 | V |  | F | RM | PD | ZABB | HGQ | 3410121000 | PC |  | 1 | T_GUIHUA_YE | [5 empty] | 1 | 0 | PC | 2011-12-29 | 0 | PC
VTS-T10111-G24123S | URED3-10 40/30/50 .2/.5/3P |  | 121EL | 3GB |  | S52 | COMM | CS03 | Z001 | V |  | F | RM | PD | ZABB | HGQ | 3410120000 | PC |  | 1 | Y_PPM_01 | [5 empty] | 1 | 0 | PC | 2007-12-04 | 0 | PC
VTS-T10111-G48121S | URED2-10 10000/v3 100/v3 100/v3 100/3V |  | 121EL-VT | 3GB |  | S52 | COMM | CS03 | Z001 | V |  | F | RM | PD | ZABB | HGQ | 3410121000 | PC |  | 1 | CNXIHE4 | [5 empty] | 1 | 0 | PC | 2011-06-24 | 0 | PC
VTS-T10111-G48123S | URED2-10 10/v3¦.1/v3¦.1/v3¦.1/3kV 0.2/0. |  | 121EL-VT | 3GB |  | S52 | COMM | CS03 | Z001 | V |  | F | RM | PD | ZABB | HGQ | 3410121000 | PC |  | 1 | CNXIHE4 | [5 empty] | 1 | 0 | PC | 2009-09-30 | 0 | PC
VTS-T10111-GG4123 | UNE10-S 10/v3¦.1/v3¦.1/v3¦.1/3kV,40VA/0. |  | 121EL | 3GB |  | S52 | COMM | CS03 | Z001 | V |  | F | RM | PD | ZABB | HGQ | 3410120000 | PC |  | 1 | Y_PPM_01 | [5 empty] | 1 | 0 | PC | 2007-12-04 | 0 | PC
VTS-T10111-GG4123S | URED3-10 10/v3¦.1/v3¦.1/v3¦.1/3KV 0.2/0. |  | 121EL | 3GB |  | S52 | COMM | CS03 | Z001 | V |  | F | RM | PD | ZABB | HGQ | 3410121000 | PC |  | 1 | CNXIHE4 | [5 empty] | 1 | 0 | PC | 2008-03-06 | 0 | PC
VTS-T10111-GG5123S | URED2-10 10000/v3 100/v3 100/v3 100/3V |  | 121EL-VT | 3GB |  | S52 | COMM | CS03 | Z001 | V |  | F | RM | PD | ZABB | HGQ | 3410121000 | PC |  | 1 | CNGELI3 | [5 empty] | 1 | 0 | PC | 2019-05-09 | 0 | PC
VTS-T10111-GG8123 | UNE10-S 10/v3¦2x.1/v3¦.1/3kV,40VA/0.2,40 |  | 121EL | 3GB |  | S52 | COMM | CS03 | Z001 | V |  | F | EL | PD | ZABB | HGQ | 3410120000 | PC |  | 1 | Y_PPM_01 | [5 empty] | 1 | 0 | PC | 2007-12-04 | 0 | PC
VTS-T10111-GG8223S | URED2-10 10/v3 .1/v3 .1/v3 .1/3kV |  | 121EL-VT | 3GB |  | S52 | COMM | CS03 | Z001 | V |  | F | RM | PD | ZABB | HGQ | 3410121000 | PC |  | 1 | CNXIHE4 | [5 empty] | 1 | 0 | PC | 2011-08-12 | 0 | PC
VTS-T10111-GG8233S | URED2-10 10/v3 .1/v3 .1/v3 .1/3kV |  | 121EL-VT |  |  | B03 | COMM | CS03 | Z001 | V |  | F | RM | PD | ZABB | HGQ | 3410121000 | PC |  | 1 | CNXIHE4 | [5 empty] | 1 | 0 | PC | 2013-02-01 | 0 | PC
VTS-T10111-GG8283S | URED2-10 10/v3 .1/v3 .1/v3 .1/3kV |  | 121EL-VT | 3GB |  | S52 | COMM | CS03 | Z001 | V |  | F | RM | PD | ZABB | HGQ | 3410121000 | PC |  | 1 | CNXIHE4 | [5 empty] | 1 | 0 | PC | 2012-05-02 | 0 | PC
VTS-T10111-I24121 | UNEZ7-10N 10/v3/0.1/v3/0.1/v3/0.1/3kV |  | 121EL-VT | 3GD |  | S52 | COMM | CS03 | Z001 | V |  | F | RM | PD | ZABB | HGQ | 3410121000 | PC |  | 1 | CNGELI3 | [5 empty] | 1 | 0 | PC | 2019-05-24 | 0 | PC
VTS-T10111-I28123S | URED-20S 10/v3 0.1/v3 0.1/v3 0.1/3kV |  | 121EL-VT | 3GB |  | S52 | COMM | CS03 | Z001 | V |  | F | RM | PD | ZABB | HGQ | 3410121000 | PC |  | 1 | CNXIHE4 | [5 empty] | 1 | 0 | PC | 2015-03-09 | 0 | PC
VTS-T10111-I28183 | UNEZ7-10N 10000/v3 100/v3 100/v3 100/3 V |  | 121EL-VT |  |  | 129 | COMM | CS03 | Z001 | V |  | F | RM | PD | ZABB | HGQ | 3410121000 | PC |  | 1 | CNJOCHE21 | [5 empty] | 1 | 0 | PC | 2021-02-22 | 0 | PC
VTS-T10111-L24123 | URE2-10 10/v3/0.1/v3/0.1/v3/0.1/3kV |  | 121EL-VT | 3GD |  | S52 | COMM | CS03 | Z001 | V |  | F | RM | PD | ZABB | HGQ | 3410121000 | PC |  | 1 | CNGELI3 | [5 empty] | 1 | 0 | PC | 2019-06-12 | 0 | PC
VTS-T10111-L24123S | URED2-10 10/v3 .1/v3 .1/v3 .1/3kV |  | 121EL-VT | 3GB |  | S52 | COMM | CS03 | Z001 | V |  | F | RM | PD | ZABB | HGQ | 3410121000 | PC |  | 1 | CNXIHE4 | [5 empty] | 1 | 0 | PC | 2013-05-03 | 0 | PC
VTS-T10111-LLL193S | URED2-10 10/v3 .1/v3 .1/v3 .1/3 kV W.TU |  | 121EL-VT | 3GB |  | S52 | COMM | CS03 | Z001 | V |  | F | RM | PD | ZABB | HGQ | 3410121000 | PC |  | 1 | T_GUIHUA_YE | [5 empty] | 1 | 0 | PC | 2013-10-29 | 0 | PC
VTS-T10111-M28193S | URED3-10 10/v3 0.1/v3 0.1/v3 0.1/3kV |  | 121EL-VT | 3GB |  | S52 | COMM | CS03 | Z001 | V |  | F | RM | PD | ZABB | HGQ | 3410121000 | PC |  | 1 | CNXIHE4 | [5 empty] | 1 | 0 | PC | 2014-11-03 | 0 | PC
VTS-T10111224123-1 | UNE10-Q 10/v3¦0.1/v3¦0.1/v3¦0.1/3kV,30VA |  | 121EL-VT | 3GD |  | 129 | COMM | CS03 | Z001 | V |  | F | RM | PD | ZABB | HGQ | 3410121000 | PC |  | 1 | CNZHZHA51 | [5 empty] | 1 | 0 | PC | 2020-06-15 | 0 | PC
VTS-T10115-228223 | UNE10-S 10/v3 .1/v3 .1/v3 .1 |  | 121EL-VT | 3GB |  | S52 | COMM | CS03 | Z001 | V |  | F | RM | PD | ZABB | HGQ | 3410121000 | PC |  | 1 | CNXIHE4 | [5 empty] | 1 | 0 | PC | 2013-01-27 | 0 | PC
VTS-T1013-1112S | URED10 10/v3¦.1/v3¦.1/v3kV,15VA/0.2,15VA |  | 121EL | 3GB |  | S52 | COMM | CS03 | Z001 | V |  | F | RM | PD | ZABB | HGQ | 3410120000 | PC |  | 1 | Y_PPM_01 | [5 empty] | 1 | 0 | PC | 2007-12-04 | 0 | PC
VTS-T1013-2423S | URED2-10 10000/v3 100/v3 100/v3V 30VA/CL |  | 121EL-VT |  |  | B03 | COMM | CS03 | Z001 | V |  | F | RM | PD | ZABB | HGQ | 3410121000 | PC |  | 1 | CNXIHE4 | [5 empty] | 1 | 0 | PC | 2011-12-07 | 0 | PC
VTS-T1013-2G13S | URED2-10 10/v3¦0.1/v3¦0.1/v3kV |  | 121EL-VT | 3GB |  | S52 | COMM | CS03 | Z001 | V |  | F | RM | PD | ZABB | HGQ | 3410121000 | PC |  | 1 | CNGELI3 | [5 empty] | 1 | 0 | PC | 2019-04-19 | 0 | PC
VTS-T1013-8433S | URED10 10/v3¦.1/v3¦.1/v3kV,100VA/0.1;50V |  | 121EL | 3GB |  | S52 | COMM | CS03 | Z001 | V |  | F | RM | PD | ZABB | HGQ | 3410121000 | PC |  | 1 | CNXIHE4 | [5 empty] | 1 | 0 | PC | 2008-07-16 | 0 | PC
VTS-T1015-2421 | RELX10 10/v3¦0.1/v3¦0.1 30/50VA CL0.5/6P |  | 121EL | 3GB |  | S52 | COMM | CS03 | Z001 | V |  | F | RM | PD | ZABB | HGQ | 3410120000 | PC |  | 1 | Y_PPM_01 | [5 empty] | 1 | 0 | PC | 2007-12-04 | 0 | PC
VTS-T1015-2423 | RELX10 10/v3¦0.1/v3¦0.1 30/50VA CL0.5/3P |  | 121EL | 3GB |  | S52 | COMM | CS03 | Z001 | V |  | F | EL | PD | ZABB | HGQ | 3410120000 | PC |  | 1 | Y_PPM_01 | [5 empty] | 1 | 0 | PC | 2007-12-04 | 0 | PC
VTS-T1015-4423S | URED10 10/v3¦.1/v3¦.1KV 0.5/50VA;3P/50VA |  | 121EL-VT | 3GB |  | S52 | COMM | CS03 | Z001 | V |  | F | RM | PD | ZABB | HGQ | 3410121000 | PC |  | 1 | CNXIHE4 | [5 empty] | 1 | 0 | PC | 2009-07-08 | 0 | PC
VTS-T1015-5423S | URED10 10/v3¦.1/v3¦.1KV 0.5/60VA;3P/50VA |  | 121EL | 3GB |  | S52 | COMM | CS03 | Z001 | V |  | F | RM | PD | ZABB | HGQ | 3410121000 | PC |  | 1 | CNXIHE4 | [5 empty] | 1 | 0 | PC | 2008-02-20 | 0 | PC
VTS-T1015-I423S | URED10 10000/v3 100/v3 100V |  | 121EL-VT |  |  | 129 | COMM | CS03 | Z001 | V |  | F | RM | PD | ZABB | HGQ | 3410121000 | PC |  | 1 | CNGELI3 | [5 empty] | 1 | 0 | PC | 2019-08-20 | 0 | PC
VTS-T101F-2423-1 | RELX10 10/√3,0.1/√3,0.1kV |  | 26XEL | 3GB |  | S04 | COMM | CS03 | Z001 | V |  | F |  | PD | ZABB | HGC | 3410121000 | PC |  | 1 | CNDUYAN | [5 empty] | 1 | 0 | PC | 2018-08-17 | 0 | PC
VTS-T1111-I413S | URED10 11/√3/0.1/√3/0.1/3 0.2/3P 2 |  | 121EL-VT | 3GB |  | S52 | COMM | CS03 | Z001 | V |  | F | RM | PD | ZABB | HGQ | 3410121000 | PC |  | 1 | CNJOCHE21 | [5 empty] | 1 | 0 | PC | 2020-11-20 | 0 | PC
VTS-T1120-4020 | URED10 11/v3¦.11/v3 50VA CL0.5 AS1243(*) |  | 121EL | 3GB |  | S52 | COMM | CS03 | Z001 | V |  | F | EL | PD | ZABB | HGQ | 3410120000 | PC |  | 1 | Y_PPM_01 | [5 empty] | 1 | 0 | PC | 2007-12-04 | 0 | PC
VTS-T1120-9030N | URED10 11/v3¦.11/v3kV,120VA/CL1.0 |  | 121EL | 3GB |  | S52 | COMM | CS03 | Z001 | V |  | F | RM | PD | ZABB | HGQ | 3410120000 | PC |  | 1 | Y_PPM_01 | [5 empty] | 1 | 0 | PC | 2007-12-04 | 0 | PC
VTS-T1120-9030T | URE10 11/v3¦.11/v3kV,120VA/CL1.0 |  | 121EL | 3GB |  | S52 | COMM | CS03 | Z001 | V |  | F | RM | PD | ZABB | HGQ | 3410120000 | PC |  | 1 | Y_PPM_01 | [5 empty] | 1 | 0 | PC | 2007-12-04 | 0 | PC
VTS-T1120-H050S | URED10 11/v3¦.11/v3 25VA 1M AS1243(*) |  | 121EL | 3CA |  | S52 | COMM | CS03 | Z001 | V |  | F | EL | PD | ZABB | HGQ | 3410120000 | PC |  | 1 | Y_PPM_01 | [5 empty] | 1 | 0 | PC | 2007-12-04 | 0 | PC
VTS-T1120-H070S | URED10 11/v3¦.11/v3 25VA 0.2M AS1243(*) |  | 121EL | 3GB |  | S52 | COMM | CS03 | Z001 | V |  | F | EL | PD | ZABB | HGQ | 3410120000 | PC |  | 1 | Y_PPM_01 | [5 empty] | 1 | 0 | PC | 2007-12-04 | 0 | PC
VTS-T1122-2421S | URED10 11/v3¦.11/v3¦.11/3 30/0.5;50/6P |  | 121EL | 3GB |  | S52 | COMM | CS03 | Z001 | V |  | F | RM | PD | ZABB | HGQ | 3410121000 | PC |  | 1 | CNNEWAN | [5 empty] | 1 | 0 | PC | 2008-04-09 | 0 | PC
VTS-T1122-4423S | URED10 50/50VA CL0.5/3P |  | 121EL | 3GB |  | S52 | COMM | CS03 | Z001 | V |  | F | EL | PD | ZABB | HGQ | 3410120000 | PC |  | 1 | Y_PPM_01 | [5 empty] | 1 | 0 | PC | 2007-12-04 | 0 | PC
VTS-T1122-H813S | URED10 11/v3¦.11/v3¦.11/3 25/50 0.2/3P |  | 121EL | 3GB |  | S52 | COMM | CS03 | Z001 | V |  | F | EL | PD | ZABB | HGQ | 3410120000 | PC |  | 1 | Y_PPM_01 | [5 empty] | 1 | 0 | PC | 2007-12-04 | 0 | PC
VTS-T1366-2421 | REL 13.5/v3¦.208v3¦.208/3KV 30/50 0.5/6P |  | 121EL | 3GB |  | S52 | COMM | CS03 | Z001 | V |  | F | RM | PD | ZABB | HGQ | 3410120000 | PC |  | 1 | Y_PPM_01 | [5 empty] | 1 | 0 | PC | 2007-12-04 | 0 | PC
VTS-T1410-4020S | URED2-10 10.5/v3¦.1/v3KV CL0.5/50VA |  | 121EL | 3GB |  | S52 | COMM | CS03 | Z001 | V |  | F | RM | PD | ZABB | HGQ | 3410121000 | PC |  | 1 | CNXIHE4 | [5 empty] | 1 | 0 | PC | 2008-04-02 | 0 | PC
VTS-T1411-4423 | URE10 10.5/v3¦.1/v3¦.1/3kV 0.5/3P |  | 121EL | 3GB |  | S52 | COMM | CS03 | Z001 | V |  | F | RM | PD | ZABB | HGQ | 3410121000 | PC |  | 1 | CNXIHE4 | [5 empty] | 1 | 0 | PC | 2008-04-23 | 0 | PC
VTS-T1411-4423S | URED2-10 10.5/v3¦.1/v3¦.1/3kV 0.5/3P |  | 121EL | 3GB |  | S52 | COMM | CS03 | Z001 | V |  | F | RM | PD | ZABB | HGQ | 3410121000 | PC |  | 1 | CNXIHE4 | [5 empty] | 1 | 0 | PC | 2008-04-02 | 0 | PC
VTS-T1411-4423S-1 | URED3-10 10.5/v3¦0.1/v3¦0.1/3KV 0.5/3P |  | 121EL | 3GB |  | S52 | COMM | CS03 | Z001 | V |  | F | RM | PD | ZABB | HGQ | 3410121000 | PC |  | 1 | CNXIHE4 | [5 empty] | 1 | 0 | PC | 2008-05-06 | 0 | PC
VTS-T1411-8823S | URED3-10 10.5/v3¦0.1/v3¦0.1/3KV 0.5/3P |  | 121EL-VT | 3GB |  | S52 | COMM | CS03 | Z001 | V |  | F | RM | PD | ZABB | HGQ | 3410121000 | PC |  | 1 | CNXIHE4 | [5 empty] | 1 | 0 | PC | 2009-04-09 | 0 | PC
VTS-T1411-9431 | UNE10 10.5/v3¦0.1/v3¦0.1/3KV 120VA CL1.0 |  | 121EL | 3GB |  | S52 | COMM | CS03 | Z001 | V |  | F | RM | PD | ZABB | HGQ | 3410120000 | PC |  | 1 | Y_PPM_01 | [5 empty] | 1 | 0 | PC | 2007-12-04 | 0 | PC
VTS-T1411-993C | UNE10 10.5/3¦0.1/3¦0.1/3KV 120VA CL1.0 |  | 121EL | 3GB |  | S52 | COMM | CS03 | Z001 | V |  | F | RM | PD | ZABB | HGQ | 3410120000 | PC |  | 1 | Y_PPM_01 | [5 empty] | 1 | 0 | PC | 2007-12-04 | 0 | PC
VTS-T1411-H411S | URED10 10.5/v3kV 25/50VA CL0.2/6P |  | 121EL | 3GB |  | S52 | COMM | CS03 | Z001 | V |  | F | EL | PD | ZABB | HGQ | 3410120000 | PC |  | 1 | Y_PPM_01 | [5 empty] | 1 | 0 | PC | 2007-12-04 | 0 | PC
VTS-T14111-GG8223S | URED2-10 10.5/v3 .1/v3 .1/v3 .1/3 kV 0.5 |  | 121EL-VT | 3GB |  | S52 | COMM | CS03 | Z001 | V |  | F | RM | PD | ZABB | HGQ | 3410121000 | PC |  | 1 | T_GUIHUA_YE | [5 empty] | 1 | 0 | PC | 2013-10-14 | 0 | PC
VTS-T1413-222BS | URED2-10 10.5/v3¦.1/v3¦.1/v3kV 0.5/0.5 |  | 121EL | 3GB |  | S52 | COMM | CS03 | Z001 | V |  | F | RM | PD | ZABB | HGQ | 3410121000 | PC |  | 1 | CNXIHE4 | [5 empty] | 1 | 0 | PC | 2008-04-23 | 0 | PC
VTS-T1422-8431S | URED10 10.5/v3kV 100/50VA CL1.0/6P |  | 121EL | 3GB |  | S52 | COMM | CS03 | Z001 | V |  | F | EL | PD | ZABB | HGQ | 3410120000 | PC |  | 1 | Y_PPM_01 | [5 empty] | 1 | 0 | PC | 2007-12-04 | 0 | PC
VTS-T1511-2423S | URED10 15000/v3¦100/v3¦100/3 V |  | 121EL | 3GB |  | S52 | COMM | CS03 | Z001 | V |  | F | EL | PD | ZABB | HGQ | 3410120000 | PC |  | 1 | Y_PPM_01 | [5 empty] | 1 | 0 | PC | 2007-12-04 | 0 | PC
VTS-T2010-L010 | UNE15-20G 20000/v3 100/v3V |  | 121EL-VT | 3GB |  | S52 | COMM | CS03 | Z001 | V |  | F | RM | PD | ZABB | HGQ | 3410121000 | PC |  | 1 | CNGELI3 | [5 empty] | 1 | 0 | PC | 2019-04-30 | 0 | PC
VTS-T2011-2211 | UNE20 20/v3¦0.1/v3¦0.1/3 0.2/6P |  | 121EL | 3GB |  | S52 | COMM | CS03 | Z001 | V |  | F | RM | PD | ZABB | HGQ | 3410121000 | PC |  | 1 | CNXIHE4 | [5 empty] | 1 | 0 | PC | 2008-08-01 | 0 | PC
VTS-T2011-2423S | URED-20 20/v3¦.1/v3¦.1/3KV 0.5/3P |  | 121EL | 3GB |  | S52 | COMM | CS03 | Z001 | V |  | F | RM | PD | ZABB | HGQ | 3410121000 | PC |  | 1 | CNXIHE4 | [5 empty] | 1 | 0 | PC | 2008-03-03 | 0 | PC
VTS-T2011-4423S | URED3-20 20/v3¦.1/v3¦.1/3KV 0.5/3P |  | 121EL-VT | 3GB |  | S52 | COMM | CS03 | Z001 | V |  | F | RM | PD | ZABB | HGQ | 3410121000 | PC |  | 1 | CNXIHE4 | [5 empty] | 1 | 0 | PC | 2009-04-27 | 0 | PC
VTS-T2011-4823 | UNE9-20NG1N 20000/v3 100/v3 100/3V |  | 121EL-VT | 3GB |  | S52 | COMM | CS03 | Z001 | V |  | F | RM | PD | ZABB | HGQ | 3410121000 | PC |  | 1 | CNGELI3 | [5 empty] | 1 | 0 | PC | 2019-04-30 | 0 | PC
VTS-T2011-8821 | UNE20 100VA/0.5 100VA/6P |  | 121EL | 3GB |  | S52 | COMM | CS03 | Z001 | V |  | F | RM | PD | ZABB | HGQ | 3410120000 | PC |  | 1 | Y_PPM_01 | [5 empty] | 1 | 0 | PC | 2007-12-04 | 0 | PC
VTS-T2011-I413S | URED-20 20/v3¦.1/v3¦.1/3KV 0.2/3P |  | 121EL | 3GB |  | S52 | COMM | CS03 | Z001 | V |  | F | RM | PD | ZABB | HGQ | 3410121000 | PC |  | 1 | CNXIHE4 | [5 empty] | 1 | 0 | PC | 2008-04-30 | 0 | PC
VTS-T20111-228123S | URED3-20 20/v3¦.1/v3¦.1/v3¦.1/3KV 30/0.2 |  | 121EL-VT | 3GB |  | S52 | COMM | CS03 | Z001 | V |  | F | RM | PD | ZABB | HGQ | 3410121000 | PC |  | 1 | CNXIHE4 | [5 empty] | 1 | 0 | PC | 2010-03-15 | 0 | PC
VTS-T2013-1111 | UNE20 20/√3/0.1/√3/0.1/√3 0.2/0.2/15VA |  | 26XEL | 3GB |  | 129 | COMM | CS03 | Z001 | V |  | F |  | PD | ZABB | HGC | 3410121000 | PC |  | 1 | Y_PPM_01 | [5 empty] | 1 | 0 | PC | 2007-12-04 | 0 | PC
VTS-T2013-2211 | UNE20 20/v3 .1/v3 .1/v3kV 0.2/30VA;0.2/ |  | 121EL-VT | 3GB |  | S52 | COMM | CS03 | Z001 | V |  | F | RM | PD | ZABB | HGQ | 3410121000 | PC |  | 1 | CNXIHE4 | [5 empty] | 1 | 0 | PC | 2011-07-01 | 0 | PC
VTS-T2013-221A | UNE20 20/v3¦0.1/v3¦0.1v/3 0.2/0.2 |  | 121EL | 3GB |  | S52 | COMM | CS03 | Z001 | V |  | F | RM | PD | ZABB | HGQ | 3410121000 | PC |  | 1 | CNXIHE4 | [5 empty] | 1 | 0 | PC | 2008-09-19 | 0 | PC
VTS-T2022-4423S | URED-20 20/v3¦.11/v3¦.11/3KV 0.5/3P |  | 121EL-VT | 3GB |  | S52 | COMM | CS03 | Z001 | V |  | F | RM | PD | ZABB | HGQ | 3410121000 | PC |  | 1 | CNXIHE4 | [5 empty] | 1 | 0 | PC | 2009-04-14 | 0 | PC
VTS-T20222-558253S | URED3-20 20/v3¦.11/v3¦.11/v3¦.11/3KV 0.5 |  | 121EL-VT | 3GB |  | S52 | COMM | CS03 | Z001 | V |  | F | RM | PD | ZABB | HGQ | 3410121000 | PC |  | 1 | CNXIHE4 | [5 empty] | 1 | 0 | PC | 2009-04-14 | 0 | PC
VTS-T3311-8823S | UNED35 33/v3¦.1/v3¦.1/3kV 0.5/3P |  | 121EL-VT | 3GB |  | S52 | COMM | CS03 | Z001 | V |  | F | RM | PD | ZABB | HGQ | 3410121000 | PC |  | 1 | CNXIHE4 | [5 empty] | 1 | 0 | PC | 2009-02-20 | 0 | PC
VTS-T33111-444281S | UNED35 33000/v3 100/v3 100/v3 100/3 C1: |  | 121EL-VT | 3GB |  | S52 | COMM | CS03 | Z001 | V |  | F | RM | PD | ZABB | HGQ | 3410121000 | PC |  | 1 | T_GUIHUA_YE | [5 empty] | 1 | 0 | PC | 2015-07-16 | 0 | PC
VTS-T3510-2010 | UNEW35 35/v3 .1/v3 kV 30VA/0.2 |  | 121EL-VT | 3GB |  | S52 | COMM | CS03 | Z001 | V |  | F | RM | PD | ZABB | HGQ | 3410121000 | PC |  | 1 | T_GUIHUA_YE | [5 empty] | 1 | 0 | PC | 2013-07-26 | 0 | PC
VTS-T3510-3010 | UNEW35 35/v3¦0.1/v3¦ 45/CL0.2 |  | 121EL | 3GB |  | S52 | COMM | CS03 | Z001 | V |  | F | EL | PD | ZABB | HGQ | 3410120000 | PC |  | 1 | Y_PPM_01 | [5 empty] | 1 | 0 | PC | 2007-12-04 | 0 | PC
VTS-T3510-3010S | UNED35 35/v3¦0.1/v3¦ 45/CL0.2 |  | 121EL | 3GB |  | S52 | COMM | CS03 | Z001 | V |  | F | EL | PD | ZABB | HGQ | 3410120000 | PC |  | 1 | Y_PPM_01 | [5 empty] | 1 | 0 | PC | 2007-12-04 | 0 | PC
VTS-T3510-8020S | UNED35 35/v3¦.1/v3 100VA CL0.5 |  | 121EL | 3GB |  | S52 | COMM | CS03 | Z001 | V |  | F | EL | PD | ZABB | HGQ | 3410120000 | PC |  | 1 | Y_PPM_01 | [5 empty] | 1 | 0 | PC | 2007-12-04 | 0 | PC
VTS-T3510-G010 | UNEW35 35/v3¦0.1/v3¦ 40/CL0.2 |  | 121EL | 3GB |  | S52 | COMM | CS03 | Z001 | V |  | F | RM | PD | ZABB | HGQ | 3410120000 | PC |  | 1 | Y_PPM_01 | [5 empty] | 1 | 0 | PC | 2007-12-04 | 0 | PC
VTS-T3511-2388S | UNED35 35/v3¦.1/v3¦.1/3kV,100VA/0.5,100V |  | 121EL | 3GB |  | S52 | COMM | CS03 | Z001 | V |  | F | EL | PD | ZABB | HGQ | 3410120000 | PC |  | 1 | Y_PPM_01 | [5 empty] | 1 | 0 | PC | 2007-12-04 | 0 | PC
VTS-T3511-3313 | UNEW35 35/v3¦.1/v3¦.1/3K 2x45VA 0.2/3P |  | 121EL | 3GB |  | S52 | COMM | CS03 | Z001 | V |  | F | EL | PD | ZABB | HGQ | 3410120000 | PC |  | 1 | Y_PPM_01 | [5 empty] | 1 | 0 | PC | 2007-12-04 | 0 | PC
VTS-T3511-3313S | UNED35 35/v3¦.1/v3¦.1/3K 2x45VA 0.2/3P |  | 121EL | 3GB |  | S52 | COMM | CS03 | Z001 | V |  | F | EL | PD | ZABB | HGQ | 3410120000 | PC |  | 1 | Y_PPM_01 | [5 empty] | 1 | 0 | PC | 2007-12-04 | 0 | PC
VTS-T3511-3811 | UNEW35 35/v3¦.1/v3¦.1/3K 45/100VA 0.2/6P |  | 121EL | 3GB |  | S52 | COMM | CS03 | Z001 | V |  | F | RM | PD | ZABB | HGQ | 3410120000 | PC |  | 1 | Y_PPM_01 | [5 empty] | 1 | 0 | PC | 2007-12-04 | 0 | PC
VTS-T3511-3811S | UNED35 35/v3¦.1/v3¦.1/3K 45/100VA 0.2/6P |  | 121EL | 3GB |  | S52 | COMM | CS03 | Z001 | V |  | F | RM | PD | ZABB | HGQ | 3410120000 | PC |  | 1 | Y_PPM_01 | [5 empty] | 1 | 0 | PC | 2007-12-04 | 0 | PC
VTS-T3511-3813 | UNEW35 35/v3¦.1/v3¦.1/3kV,45VA/CL0.2 100 |  | 121EL | 3GB |  | S52 | COMM | CS03 | Z001 | V |  | F | EL | PD | ZABB | HGQ | 3410120000 | PC |  | 1 | Y_PPM_01 | [5 empty] | 1 | 0 | PC | 2007-12-04 | 0 | PC
VTS-T3511-3813S | UNED35 35/v3¦.1/v3¦.1/3kV,45VA/0.2,100VA |  | 121EL | 3GB |  | S52 | COMM | CS03 | Z001 | V |  | F | EL | PD | ZABB | HGQ | 3410120000 | PC |  | 1 | Y_PPM_01 | [5 empty] | 1 | 0 | PC | 2007-12-04 | 0 | PC
VTS-T3511-3823 | UNEW35 35/v3¦.1/v3¦.1/3kV,45VA/CL0.5 100 |  | 121EL | 3GB |  | S52 | COMM | CS03 | Z001 | V |  | F | RM | PD | ZABB | HGQ | 3410120000 | PC |  | 1 | Y_PPM_01 | [5 empty] | 1 | 0 | PC | 2007-12-04 | 0 | PC
VTS-T3511-4423S | UNED35 35/v3¦.1/v3¦.1/3kV,50VA/0.5,50VA/ |  | 121EL | 3GB |  | S52 | COMM | CS03 | Z001 | V |  | F | RM | PD | ZABB | HGQ | 3410120000 | PC |  | 1 | Y_PPM_01 | [5 empty] | 1 | 0 | PC | 2007-12-04 | 0 | PC
VTS-T3511-4423S-1 | UNED35 35/v3 .1/v3 .1/3kV |  | 121EL-VT | 3GD |  | S52 | COMM | CS03 | Z001 | V |  | F | RM | PD | ZABB | HGQ | 3410121000 | PC |  | 1 | CNGELI3 | [5 empty] | 1 | 0 | PC | 2019-11-04 | 0 | PC
VTS-T3511-4823 | UNEZ2-35 35000/v3 100/v3 100/3V |  | 121EL-VT | 3GB |  | S52 | COMM | CS03 | Z001 | V |  | F | RM | PD | ZABB | HGQ | 3410121000 | PC |  | 1 | CNDUYAN | [5 empty] | 1 | 0 | PC | 2020-10-21 | 0 | PC
VTS-T3511-4823S | UNED35 35/v3 .1/v3 .1/3kV |  | 121EL-VT | 3GD |  | S52 | COMM | CS03 | Z001 | V |  | F | RM | PD | ZABB | HGQ | 3410121000 | PC |  | 1 | CNGELI3 | [5 empty] | 1 | 0 | PC | 2019-11-04 | 0 | PC
VTS-T3511-5521S | UNED35 35/v3¦.1/v3¦.1/3kV;60VA/CL0.5;60V |  | 121EL-VT | 3GB |  | S52 | COMM | CS03 | Z001 | V |  | F | RM | PD | ZABB | HGQ | 3410121000 | PC |  | 1 | CNXIHE4 | [5 empty] | 1 | 0 | PC | 2010-03-24 | 0 | PC
VTS-T3511-8821 | UNEW35 35/v3¦.1/v3¦.1/3KV 0.5/6P |  | 121EL | 3GB |  | S52 | COMM | CS03 | Z001 | V |  | F | RM | PD | ZABB | HGQ | 3410120000 | PC |  | 1 | Y_PPM_01 | [5 empty] | 1 | 0 | PC | 2007-12-04 | 0 | PC
VTS-T3511-8821-1 | UNEW35 35/v3¦.1/v3¦.1/3KV 0.5/6P |  | 121EL-VT | 3GB |  | S52 | COMM | CS03 | Z001 | V |  | F | RM | PD | ZABB | HGQ | 3410121000 | PC |  | 1 | CNXIHE4 | [5 empty] | 1 | 0 | PC | 2009-06-03 | 0 | PC
VTS-T3511-8821S | UNED35 35/v3¦.1/v3¦.1/3K 2X100VA 0.5/6P |  | 121EL | 3GB |  | S52 | COMM | CS03 | Z001 | V |  | F | RM | PD | ZABB | HGQ | 3410120000 | PC |  | 1 | Y_PPM_01 | [5 empty] | 1 | 0 | PC | 2007-12-04 | 0 | PC
VTS-T3511-8823 | UNEW35 35/v3¦.1/v3¦.1/3kV,100VA/0.5,100V |  | 121EL | 3GB |  | S52 | COMM | CS03 | Z001 | V |  | F | EL | PD | ZABB | HGQ | 3410120000 | PC |  | 1 | Y_PPM_01 | [5 empty] | 1 | 0 | PC | 2007-12-04 | 0 | PC
VTS-T3511-8823S | UNED 35/v3¦.1/v3¦.1/3KV 100/100VA 0.5/3P |  | 121EL | 3GB |  | S52 | COMM | CS03 | Z001 | V |  | F | EL | PD | ZABB | HGQ | 3410120000 | PC |  | 1 | Y_PPM_01 | [5 empty] | 1 | 0 | PC | 2007-12-04 | 0 | PC
VTS-T3511-8823S-1 | UNED35 35/v3¦.1/v3¦.1/3kV,100VA/0.5,100V |  | 121EL | 3GB |  | S52 | COMM | CS03 | Z001 | V |  | F | EL | PD | ZABB | HGQ | 3410120000 | PC |  | 1 | Y_PPM_01 | [5 empty] | 1 | 0 | PC | 2007-12-04 | 0 | PC
VTS-T3511-G811 | UNEZ35 35/v3¦.1/v3¦.1/3K 0.2/6P 40/100VA |  | 121EL | 3GB |  | S52 | COMM | CS03 | Z001 | V |  | F | RM | PD | ZABB | HGQ | 3410120000 | PC |  | 1 | Y_PPM_01 | [5 empty] | 1 | 0 | PC | 2007-12-04 | 0 | PC
VTS-T3511-G813S | UNED35 35/v3¦.1/v3¦.1/3,40VA/0.2,100VA/3 |  | 121EL | 3GB |  | S52 | COMM | CS03 | Z001 | V |  | F | RM | PD | ZABB | HGQ | 3410120000 | PC |  | 1 | Y_PPM_01 | [5 empty] | 1 | 0 | PC | 2007-12-04 | 0 | PC
VTS-T3511-IG23 | UNEW35 35/v3¦.1/v3¦.1/3kV,20VA/CL0.5 40V |  | 121EL | 3GB |  | S52 | COMM | CS03 | Z001 | V |  | F | RM | PD | ZABB | HGQ | 3410121000 | PC |  | 1 | CNXIHE4 | [5 empty] | 1 | 0 | PC | 2008-08-18 | 0 | PC
VTS-T3511-J821S | UNED35 35/v3¦.1/v3¦.1/3kV,80VA/0.5,100VA |  | 121EL | 3GB |  | S52 | COMM | CS03 | Z001 | V |  | F | RM | PD | ZABB | HGQ | 3410120000 | PC |  | 1 | Y_PPM_01 | [5 empty] | 1 | 0 | PC | 2007-12-04 | 0 | PC
VTS-T3511-J823S | UNED35 35/v3¦.1/v3¦.1/3kV 0.5/3P |  | 121EL-VT | 3GB |  | S52 | COMM | CS03 | Z001 | V |  | F | RM | PD | ZABB | HGQ | 3410121000 | PC |  | 1 | CNXIHE4 | [5 empty] | 1 | 0 | PC | 2009-05-13 | 0 | PC
VTS-T3511-K813S | UNED35-35/v3¦.1/v3¦.1/3KV-35/100VA0.2/3P |  | 121EL | 3GB |  | S52 | COMM | CS03 | Z001 | V |  | F | EL | PD | ZABB | HGQ | 3410120000 | PC |  | 1 | Y_PPM_01 | [5 empty] | 1 | 0 | PC | 2007-12-04 | 0 | PC
VTS-T35111-222123S | UNED35 35000/v3 100/v3 100/v3 100/3V |  | 121EL-VT |  |  | B03 | COMM | CS03 | Z001 | V |  | F | RM | PD | ZABB | HGQ | 3410121000 | PC |  | 1 | CNXIHE4 | [5 empty] | 1 | 0 | PC | 2010-05-24 | 0 | PC
VTS-T35111-228211 | UNEW35 2X30/100VA 0.5/0.2/6P |  | 121EL | 3GB |  | S52 | COMM | CS03 | Z001 | V |  | F | RM | PD | ZABB | HGQ | 3410120000 | PC |  | 1 | Y_PPM_01 | [5 empty] | 1 | 0 | PC | 2007-12-04 | 0 | PC
VTS-T35111-G22123S | UNED35 40/30/30VA 0.2/0.5/3P |  | 121EL-VT |  |  | 12Q | COMM | CS03 | Z001 | V |  | F | RM | PD | ZABB | HGQ | 3410121000 | PC |  | 1 | CNXIHE4 | [5 empty] | 1 | 0 | PC | 2009-11-18 | 0 | PC
VTS-T35111-G28123S | UNED35 35/v3¦.1/v3¦.1/v3¦.1/3kV,40VA/0.2 |  | 121EL |  |  | 12Q | COMM | CS03 | Z001 | V |  | F | RM | PD | ZABB | HGQ | 3410121000 | PC |  | 1 | CNXIHE4 | [5 empty] | 1 | 0 | PC | 2008-09-19 | 0 | PC
VTS-T35111-I28123S | UNED35-S 35/v3 0.1/v3 0.1/v3 0.1/3kV |  | 121EL-VT | 3GB |  | S52 | COMM | CS03 | Z001 | V |  | F | RM | PD | ZABB | HGQ | 3410121000 | PC |  | 1 | CNXIHE4 | [5 empty] | 1 | 0 | PC | 2014-05-08 | 0 | PC
VTS-T35111I28121S1 | UNED35 20/30/100VA 0.2/0.5/6P W. TUBE |  | 121EL |  |  | 12Q | COMM | CS03 | Z001 | V |  | F | RM | PD | ZABB | HGQ | 3410121000 | PC |  | 1 | CNXIHE4 | [5 empty] | 1 | 0 | PC | 2008-06-10 | 0 | PC
VTS-T3522-4823S | UNED35 33/v3¦.11/v3¦.11/3K 50/100 0.5/3P |  | 121EL | 3GB |  | S52 | COMM | CS03 | Z001 | V |  | F | EL | PD | ZABB | HGQ | 3410120000 | PC |  | 1 | Y_PPM_01 | [5 empty] | 1 | 0 | PC | 2007-12-04 | 0 | PC
VTS-T3522-8821S | UNED35 35/v3¦.11/v3¦.11/3K 2x100VA .5/6P |  | 121EL | 3GB |  | S52 | COMM | CS03 | Z001 | V |  | F | EL | PD | ZABB | HGQ | 3410120000 | PC |  | 1 | Y_PPM_01 | [5 empty] | 1 | 0 | PC | 2007-12-04 | 0 | PC
VTS-T4130-2020 | URE10 4.16/v3 .12/v3KV CL0.5/30VA |  | 121EL-VT |  |  | B03 | COMM | CS03 | Z001 | V |  | F | RM | PD | ZABB | HGQ | 3410121000 | PC |  | 1 | CNXIHE4 | [5 empty] | 1 | 0 | PC | 2013-03-12 | 0 | PC
VTS-T4170-4020S | URED10 4160/v3¦115/v3V,50VA/0.5 |  | 121EL | 3GB |  | S52 | COMM | CS03 | Z001 | V |  | F | EL | PD | ZABB | HGQ | 3410120000 | PC |  | 1 | Y_PPM_01 | [5 empty] | 1 | 0 | PC | 2007-12-04 | 0 | PC
VTS-T4178-4423 | URE10 4160/v3¦115/v3¦115/3V,50VA/0.5,50V |  | 121EL | 3GB |  | S52 | COMM | CS03 | Z001 | V |  | F | EL | PD | ZABB | HGQ | 3410120000 | PC |  | 1 | Y_PPM_01 | [5 empty] | 1 | 0 | PC | 2007-12-04 | 0 | PC
VTS-T4178-4423S | URED10 4160/v3¦115/v3¦115/3V,50VA/0.5,50 |  | 121EL | 3GB |  | S52 | COMM | CS03 | Z001 | V |  | F | EL | PD | ZABB | HGQ | 3410120000 | PC |  | 1 | Y_PPM_01 | [5 empty] | 1 | 0 | PC | 2007-12-04 | 0 | PC
VTS-T4220-1020S | URED-20 22/v3 .11/v3KV 0.5 |  | 121EL-VT |  |  | 129 | COMM | CS03 | Z001 | V |  | F | RM | PD | ZABB | HGQ | 3410121000 | PC |  | 1 | CNGELI3 | [5 empty] | 1 | 0 | PC | 2019-01-10 | 0 | PC
VTS-T42224-112223S | URED-20 22/v3 .11/v3 .11/v3 .11/v3KV 0.5 |  | 121EL-VT |  |  | 129 | COMM | CS03 | Z001 | V |  | F | RM | PD | ZABB | HGQ | 3410121000 | PC |  | 1 | CNGELI3 | [5 empty] | 1 | 0 | PC | 2019-01-10 | 0 | PC
VTS-T4224-II23S | URED3-20 22/v3 .11/v3 .11/v3KV 0.5/3P |  | 121EL-VT |  |  | 129 | COMM | CS03 | Z001 | V |  | F | RM | PD | ZABB | HGQ | 3410121000 | PC |  | 1 | CNGELI3 | [5 empty] | 1 | 0 | PC | 2019-01-10 | 0 | PC
VTS-W0601000-4020 | VES12-12,6000//3¦100//3V¦100//3 |  | 121EL | 3GC |  | 12D | COMM | CS03 | Z001 | V |  | F | EL | PD | ZABB | HGQ | 3410120000 | PC |  | 1 | Y_PPM_01 | [5 empty] | 1 | 0 | PC | 2007-12-04 | 0 | PC
VTS-W0610-4020 | VES12-12 6000//3¦100//3V¦100//3 |  | 121EL | 3GB |  | S01 | COMM | CS03 | Z001 | V |  | F | EL | PD | ZABB | HGQ | 3410120000 | PC |  | 1 | Y_PPM_01 | [5 empty] | 1 | 0 | PC | 2007-12-04 | 0 | PC
VTS-W0611-4021S | VES12-14 6000/3¦100/3¦100/3V |  | 121EL | 3GB |  | S05 | COMM | CS03 | Z001 | V |  | F | RM | PD | ZABB | HGQ | 3410120000 | PC |  | 1 | Y_PPM_01 | [5 empty] | 1 | 0 | PC | 2007-12-04 | 0 | PC
VTS-W0810-4020 | URE10 6.3/v3¦0.1/v3KV,50VA/CL0.5 |  | 121EL | 3GB |  | S01 | COMM | CS03 | Z001 | V |  | F | EL | PD | ZABB | HGQ | 3410120000 | PC |  | 1 | Y_PPM_01 | [5 empty] | 1 | 0 | PC | 2007-12-04 | 0 | PC
VTS-W1011-4021 | VES17.5-14 10000/3¦100/3¦100/3V |  | 121EL | 3GB |  | S05 | COMM | CS03 | Z001 | V |  | F | RM | PD | ZABB | HGQ | 3410120000 | PC |  | 1 | Y_PPM_01 | [5 empty] | 1 | 0 | PC | 2007-12-04 | 0 | PC
VTS-W1011-4021S | VES17.5-14 50VA/CL0.5NZL:6A/8h |  | 121EL | 3GB |  | S01 | COMM | CS03 | Z001 | V |  | F | RM | PD | ZABB | HGQ | 3410120000 | PC |  | 1 | Y_PPM_01 | [5 empty] | 1 | 0 | PC | 2007-12-04 | 0 | PC
VTS-W4210-2010 | VEG24-37 22/v3 0.1/v3 30VA/0.2 |  | 121EL-VT |  |  | B03 | COMM | CS03 | Z001 | V |  | F | RM | PD | ZABB | HGQ | 3410121000 | PC |  | 1 | CNXIHE4 | [5 empty] | 1 | 0 | PC | 2016-05-11 | 0 | PC
VTSAD-G1120-80A0-1 | JDZX23-10 0.11/v3 kV CL 0.5M＆1P/10 |  | 121EL-VT | 3GB |  | 12H | COMM | CS03 | Z001 | V |  | F | RM | PD | ZABB | HGQ | 3410121000 | PC |  | 1 | CNDUYAN | [5 empty] | 1 | 0 | PC | 2020-05-21 | 0 | PC
VTSADD11204020S-10 | JDZXR-10C 11kV/rt3: 110V/rt3 CL0.5 /50VA |  | 121EL-VT | 3GB |  | 12H | COMM | CS03 | Z001 | V |  | F | RM | PD | ZABB | HGQ | 3410121000 | PC |  | 1 | CNXIHE4 | [5 empty] | 1 | 0 | PC | 2013-08-15 | 0 | PC
VTSADD11204020S-11 | JDZXR-10C 11kv/v3:110v/v3 CL0.5,50VA |  | 121EL-VT | 3GB |  | 12H | COMM | CS03 | Z001 | V |  | F | RM | PD | ZABB | HGQ | 3410121000 | PC |  | 1 | CNXIHE4 | [5 empty] | 1 | 0 | PC | 2013-12-19 | 0 | PC
VTSADD3320-4020S-1 | JDZX11-35R 33kV/√3: 110V/√3 |  | 121EL-VT | 3GB |  | 12H | COMM | CS03 | Z001 | V |  | F | RM | PD | ZABB | HGQ | 3410121000 | PC |  | 1 | CNDUYAN | [5 empty] | 1 | 0 | PC | 2020-06-03 | 0 | PC
VTSADD33222228183S | JDZX11-35R 33kV/√3: 110V/√3: 110V/√3: 11 |  | 121EL-VT | 3GB |  | 12H | COMM | CS03 | Z001 | V |  | F | RM | PD | ZABB | HGQ | 3410121000 | PC |  | 1 | CNGELI3 | [5 empty] | 1 | 0 | PC | 2019-03-14 | 0 | PC
VTSD06115I23S-NP-1 | JDZX17-6R 6000/v3 100/v3 100/3V |  | 121EL-VT | 3GB |  | 12H | COMM | CS03 | Z001 | V |  | F | RM | PD | ZABB | HGQ | 3410121000 | PC |  | 1 | CNSHZEN2 | [5 empty] | 1 | 0 | PC | 2017-03-15 | 0 | PC
VTSD07104080S-1-NP | JDZX17-6R 6.6/v3 .1/v3 kV 50VA/3P W.TUBE |  | 121EL-VT | 3GB |  | 12H | COMM | CS03 | Z001 | V |  | F | RM | PD | ZABB | HGQ | 3410121000 | PC |  | 1 | T_GUIHUA_YE | [5 empty] | 1 | 0 | PC | 2013-09-10 | 0 | PC
VTSD071112G4183SNP | JDZX17-6R 6.6/v3 .1/v3 .1/v3 .1/3kV |  | 121EL-VT | 3GB |  | 12H | COMM | CS03 | Z001 | V |  | F | RM | PD | ZABB | HGQ | 3410121000 | PC |  | 1 | CNXIHE4 | [5 empty] | 1 | 0 | PC | 2011-06-15 | 0 | PC
VTSD071112G4283SNP | JDZX17-6R 6.6/v3 2X.1/v3 0.1/3kV 30VA/CL |  | 121EL-VT |  |  | B03 | COMM | CS03 | Z001 | V |  | F | RM | PD | ZABB | HGQ | 3410121000 | PC |  | 1 | CNXIHE4 | [5 empty] | 1 | 0 | PC | 2011-01-07 | 0 | PC
VTSD07111448283SNP | JDZX17-6R 6600/v3 100/v3 100/v3 100/3V |  | 121EL-VT | 3GB |  | 12H | COMM | CS03 | Z001 | V |  | F | RM | PD | ZABB | HGQ | 3410121000 | PC |  | 1 | CNXIHE4 | [5 empty] | 1 | 0 | PC | 2010-07-23 | 0 | PC
VTSD07111I2J283SNP | JDZX17-6R 6600/v3 100/v3 100/v3 100/3V |  | 121EL-VT |  |  | B03 | COMM | CS03 | Z001 | V |  | F | RM | PD | ZABB | HGQ | 3410121000 | PC |  | 1 | CNXIHE4 | [5 empty] | 1 | 0 | PC | 2012-11-02 | 0 | PC
VTSD07111LL4233SNP | JDZX17-6R 6600/v3 100/v3 100/v3 100/3V |  | 121EL-VT | 3GB |  | 12H | COMM | CS03 | Z001 | V |  | F | RM | PD | ZABB | HGQ | 3410121000 | PC |  | 1 | T_GUIHUA_YE | [5 empty] | 1 | 0 | PC | 2012-11-09 | 0 | PC
VTSD07111LL4283SNP | JDZX17-6R 6600/v3 100/v3 100/v3 100/3V |  | 121EL-VT | 3GB |  | 12H | COMM | CS03 | Z001 | V |  | F | RM | PD | ZABB | HGQ | 3410121000 | PC |  | 1 | CNXIHE4 | [5 empty] | 1 | 0 | PC | 2016-11-07 | 0 | PC
VTSD0711444283S-NP | JDZX17-6R 6600/v3 100/v3 100/v3 100/3V |  | 121EL-VT | 3GB |  | 12H | COMM | CS03 | Z001 | V |  | F | RM | PD | ZABB | HGQ | 3410121000 | PC |  | 1 | CNXIHE4 | [5 empty] | 1 | 0 | PC | 2017-08-29 | 0 | PC
VTSD0711448283S-NP | JDZX17-6R 6600/v3 100/v3 100/v3 100/3V |  | 121EL-VT | 3GB |  | 12H | COMM | CS03 | Z001 | V |  | F | RM | PD | ZABB | HGQ | 3410121000 | PC |  | 1 | CNXIHE4 | [5 empty] | 1 | 0 | PC | 2013-09-13 | 0 | PC
VTSD07114H21S-1-NP | JDZX17-6R 6.6/v3 .1/v3 .1/3 kV 50/0.5 25 |  | 121EL-VT | 3GB |  | 12H | COMM | CS03 | Z001 | V |  | F | RM | PD | ZABB | HGQ | 3410121000 | PC |  | 1 | T_GUIHUA_YE | [5 empty] | 1 | 0 | PC | 2013-09-10 | 0 | PC
VTSD07114H21S-2-NP | JDZX13-6R 6.6/v3 .1/v3 .1/3 kV 50/0.5 25 |  | 121EL-VT | 3GB |  | 12H | COMM | CS03 | Z001 | V |  | F | RM | PD | ZABB | HGQ | 3410121000 | PC |  | 1 | T_GUIHUA_YE | [5 empty] | 1 | 0 | PC | 2013-09-10 | 0 | PC
VTSD07114H21S-NP-1 | JDZX13-6R 6600/v3 100/v3 100/3V |  | 121EL-VT | 3GB |  | 12H | COMM | CS03 | Z001 | V |  | F | RM | PD | ZABB | HGQ | 3410121000 | PC |  | 1 | CNXIHE4 | [5 empty] | 1 | 0 | PC | 2011-10-31 | 0 | PC
VTSD07115423S-1-NP | JDZX13-6R 6.6/v3¦.1/v3¦.1/3kV,60VA/0.5,5 |  | 121EL-VT | 3GB |  | 12H | COMM | CS03 | Z001 | V |  | F | RM | PD | ZABB | HGQ | 3410121000 | PC |  | 1 | CNXIHE4 | [5 empty] | 1 | 0 | PC | 2010-04-23 | 0 | PC
VTSD07115423S-2-NP | JDZX17-6R 6.6/v3 .1/v3 .1/3 kV 60/0.5 50 |  | 121EL-VT | 3GB |  | 12H | COMM | CS03 | Z001 | V |  | F | RM | PD | ZABB | HGQ | 3410121000 | PC |  | 1 | T_GUIHUA_YE | [5 empty] | 1 | 0 | PC | 2013-09-10 | 0 | PC
VTSD07115423S-3-NP | JDZX13-6R 6.6/v3 .1/v3 .1/3kV,60VA/0.5,5 |  | 121EL-VT | 3GB |  | 12H | COMM | CS03 | Z001 | V |  | F | RM | PD | ZABB | HGQ | 3410121000 | PC |  | 1 | CNSHZEN2 | [5 empty] | 1 | 0 | PC | 2018-02-27 | 0 | PC
VTSD08114423S-1-NP | JDZXR-6C 6300/v3 100/v3 100/3V CL0.5/3P |  | 121EL-VT | 3GB |  | 12H | COMM | CS03 | Z001 | V |  | F | RM | PD | ZABB | HGQ | 3410121000 | PC |  | 1 | CNXIHE4 | [5 empty] | 1 | 0 | PC | 2013-08-14 | 0 | PC
VTSD08114423S-2-NP | JDZX17-6R 6.3/v3 0.1/v3 0.1/3kV |  | 121EL-VT | 3GB |  | 12H | COMM | CS03 | Z001 | V |  | F | RM | PD | ZABB | HGQ | 3410121000 | PC |  | 1 | CNXIHE4 | [5 empty] | 1 | 0 | PC | 2014-02-26 | 0 | PC
VTSD08118423S-1-NP | JDZX13-6R 6.3/v3 0.1/v3 0.1/3kV CL0.5/3P |  | 121EL-VT | 3GB |  | 12H | COMM | CS03 | Z001 | V |  | F | RM | PD | ZABB | HGQ | 3410121000 | PC |  | 1 | CNXIHE4 | [5 empty] | 1 | 0 | PC | 2014-03-17 | 0 | PC
VTSD10111-448123-1 | JDZX13-10 10/v3 0.1/v3 0.1/v3 /0.1/3kV |  | 121EL-VT | 3GB |  | 12H | COMM | CS03 | Z001 | V |  | F | RM | PD | ZABB | HGQ | 3410121000 | PC |  | 1 | CNXIHE4 | [5 empty] | 1 | 0 | PC | 2012-05-23 | 0 | PC
VTSD10111-558223S1 | JDZX17-10R 10/v3 0.1/v3 0.1/v3 0.1/3kV |  | 121EL-VT |  |  | 129 | COMM | CS03 | Z001 | V |  | F | RM | PD | ZABB | HGQ | 3410121000 | PC |  | 1 | CNJOCHE21 | [5 empty] | 1 | 0 | PC | 2021-12-01 | 0 | PC
VTSD10111228123-10 | JDZX10-10C1G-N 10/v3 0.1/v3 0.1/v3 0.1/3 |  | 121EL-VT |  |  | 129 | COMM | CS03 | Z001 | V |  | F | RM | PD | ZABB | HGQ | 3410121000 | PC |  | 1 | CNDUYAN | [5 empty] | 1 | 0 | PC | 2020-08-25 | 0 | PC
VTSD10111228123-11 | JDZX16-10W-N 10/v3 0.1/v3 0.1/v3 0.1/3KV |  | 121EL-VT | 3GB |  | 12H | COMM | CS03 | Z001 | V |  | F | RM | PD | ZABB | HGQ | 3410121000 | PC |  | 1 | CNJOCHE21 | [5 empty] | 1 | 0 | PC | 2021-01-29 | 0 | PC
VTSD10111228123-12 | JDZX23-10C1 0.2 /0.5/3P 30/30/100VA(消谐) |  | 121EL-VT |  |  | 129 | COMM | CS03 | Z001 | V |  | F | RM | PD | ZABB | HGQ | 3410121000 | PC |  | 1 | CNJOCHE21 | [5 empty] | 1 | 0 | PC | 2021-07-07 | 0 | PC
VTSD10111228123S-1 | JDZX17-10R 10/v3 0.1/v3 0.1/v3 /0.1/3kV |  | 121EL-VT | 3GB |  | 12H | COMM | CS03 | Z001 | V |  | F | RM | PD | ZABB | HGQ | 3410121000 | PC |  | 1 | CNXIHE4 | [5 empty] | 1 | 0 | PC | 2012-07-20 | 0 | PC
VTSD10111448123S-1 | JDZX13-10R 10/v3 0.1/v3 0.1/v3 0.1/3kV |  | 121EL-VT | 3GB |  | 12H | COMM | CS03 | Z001 | V |  | F | RM | PD | ZABB | HGQ | 3410121000 | PC |  | 1 | CNXIHE4 | [5 empty] | 1 | 0 | PC | 2011-11-04 | 0 | PC
VTSD10111448193S-1 | JDZX13-10 10/v3 0.1/v3 0.1/v3 0.1/3kV |  | 121EL-VT | 3GB |  | 12H | COMM | CS03 | Z001 | V |  | F | RM | PD | ZABB | HGQ | 3410121000 | PC |  | 1 | CNADDEN | [5 empty] | 1 | 18 | PC | 2021-10-08 | 0 | PC
VTSD10111448283SNP | JDZX17-10R 10000/v3 100/v3 100/v3 100/3V |  | 121EL-VT | 3GB |  | 12H | COMM | CS03 | Z001 | V |  | F | RM | PD | ZABB | HGQ | 3410121000 | PC |  | 1 | CNJOCHE21 | [5 empty] | 1 | 0 | PC | 2021-05-18 | 0 | PC
VTSD10111L14123S-1 | JDZX17-10R 10/v3 0.1/v3 0.1/v3 0.1/3kV |  | 121EL-VT | 3GB |  | 12H | COMM | CS03 | Z001 | V |  | F | RM | PD | ZABB | HGQ | 3410121000 | PC |  | 1 | CNXIHE4 | [5 empty] | 1 | 0 | PC | 2014-06-30 | 0 | PC
VTSD10111LL4283SNP | JDZX17-10R 10000/v3 100/v3 100/v3 100/3V |  | 121EL-VT | 3GB |  | 12H | COMM | CS03 | Z001 | V |  | F | RM | PD | ZABB | HGQ | 3410121000 | PC |  | 1 | CNJOCHE21 | [5 empty] | 1 | 0 | PC | 2021-05-18 | 0 | PC
VTSD14114423S-1-NP | JDZX17-10R 10.5/v3 0.1/v3 0.1/3kV |  | 121EL-VT | 3GB |  | 12H | COMM | CS03 | Z001 | V |  | F | RM | PD | ZABB | HGQ | 3410121000 | PC |  | 1 | CNXIHE4 | [5 empty] | 1 | 0 | PC | 2014-02-14 | 0 | PC
VTSD20111-II8293S | JDZX13-20R2 20/v3 2x0.1/v3 0.1/3kV |  | 121EL-VT | 3GB |  | 12H | COMM | CS03 | Z001 | V |  | F | RM | PD | ZABB | HGQ | 3410121000 | PC |  | 1 | CNJOCHE21 | [5 empty] | 1 | 0 | PC | 2021-07-05 | 0 | PC
VTSD35111-22281991 | JDZX12-35G 35/v3 0.1/v3 0.1/v3 0.1/v3 |  | 121EL-VT | 3GD |  | 12H | COMM | CS03 | Z001 | V |  | F | RM | PD | ZABB | HGQ | 3410121000 | PC |  | 1 | CNJOCHE21 | [5 empty] | 1 | 0 | PC | 2021-09-18 | 0 | PC
VTSD3511111181991S | JDZX13-35R 35/v3 .1/v3 .1/v3 .1/v3 .1/3k |  | 121EL-VT | 3GB |  | 12H | COMM | CS03 | Z001 | V |  | F | RM | PD | ZABB | HGQ | 3410121000 | PC |  | 1 | CNXIHE4 | [5 empty] | 1 | 0 | PC | 2013-11-07 | 0 | PC
VTSD35111122241993 | JDZX12-35G 35/v3 0.1/v3 0.1/v3 0.1/v3 0. |  | 121EL-VT | 3GB |  | 12H | COMM | CS03 | Z001 | V |  | F | RM | PD | ZABB | HGQ | 3410121000 | PC |  | 1 | CNXIHE4 | [5 empty] | 1 | 0 | PC | 2016-01-29 | 0 | PC
VTSD35111122281223 | JDZX12-35G 35/v3 0.1/v3 0.1/v3 0.1/v3 0. |  | 121EL-VT | 3GB |  | 12H | COMM | CS03 | Z001 | V |  | F | RM | PD | ZABB | HGQ | 3410121000 | PC |  | 1 | CNXIHE4 | [5 empty] | 1 | 0 | PC | 2016-05-10 | 0 | PC
VTSD35111122281993 | JDZX12-35G 35/v3 3x0.1/v3 0.1/3kV,0.2/0. |  | 121EL-VT | 3GB |  | 12H | COMM | CS03 | Z001 | V |  | F | RM | PD | ZABB | HGQ | 3410121000 | PC |  | 1 | CNDUYAN | [5 empty] | 1 | 0 | PC | 2018-05-11 | 0 | PC
VTSD35111122281998 | JDZX12-35G 35/v3 0.1/v3 0.1/v3 0.1/v3 0. |  | 121EL-VT | 3GB |  | 12H | COMM | CS03 | Z001 | V |  | F | RM | PD | ZABB | HGQ | 3410121000 | PC |  | 1 | CNMAZHA43 | [5 empty] | 1 | 0 | PC | 2019-09-23 | 0 | PC
VTSD35111122281BB3 | JDZX12-35G 35/v3 0.1/v3 0.1/v3 0.1/v3 0. |  | 121EL-VT | 3GB |  | 12H | COMM | CS03 | Z001 | V |  | F | RM | PD | ZABB | HGQ | 3410121000 | PC |  | 1 | CNDUYAN | [5 empty] | 1 | 0 | PC | 2020-07-09 | 0 | PC
VTSD35111124481281 | JDZX12-35G 35/v3 0.1/v3 0.1/v3 0.1/v3 0. |  | 121EL-VT | 3GB |  | 12H | COMM | CS03 | Z001 | V |  | F | RM | PD | ZABB | HGQ | 3410121000 | PC |  | 1 | CNXIHE4 | [5 empty] | 1 | 0 | PC | 2017-08-25 | 0 | PC
VTSD35111124481983 | JDZX12-35G 35/v3 3x0.1/v3 0.1/3 kV |  | 121EL-VT | 3GB |  | 12H | COMM | CS03 | Z001 | V |  | F | RM | PD | ZABB | HGQ | 3410121000 | PC |  | 1 | T_GUIHUA_YE | [5 empty] | 1 | 0 | PC | 2015-04-07 | 0 | PC
VTSD3511112IL81223 | JDZX13-35R 35/v3 0.1/v3 0.1/v3 0.1/v3 0. |  | 121EL-VT | 3GB |  | 12H | COMM | CS03 | Z001 | V |  | F | RM | PD | ZABB | HGQ | 3410121000 | PC |  | 1 | CNGELI3 | [5 empty] | 1 | 0 | PC | 2019-04-25 | 0 | PC
VTSD35111144281223 | JDZX12-35G 35/v3 0.1/v3 0.1/v3 0.1/v3 0. |  | 121EL-VT |  |  | B03 | COMM | CS03 | Z001 | V |  | F | RM | PD | ZABB | HGQ | 3410121000 | PC |  | 1 | CNXIHE4 | [5 empty] | 1 | 0 | PC | 2015-10-21 | 0 | PC
VTSD351111HII21991 | JDZX12-35G 35/v3 0.1/v3 0.1/v3 0.1/v3 0. |  | 121EL-VT | 3GB |  | 12H | COMM | CS03 | Z001 | V |  | F | RM | PD | ZABB | HGQ | 3410121000 | PC |  | 1 | CNXIHE4 | [5 empty] | 1 | 0 | PC | 2016-07-05 | 0 | PC
VTSD351111I8193-1 | JDZX-35B 35000/v3 100/v3 100/v3 100/3KV |  | 121EL-VT | 3GB |  | 12H | COMM | CS03 | Z001 | V |  | F | RM | PD | ZABB | HGQ | 3410121000 | PC |  | 1 | CNXIHE4 | [5 empty] | 1 | 0 | PC | 2012-09-13 | 0 | PC
VTSD351111I8193-2 | JDZX-35C 35000/v3 100/v3 100/v3 100/3KV |  | 121EL-VT | 3GB |  | 12H | COMM | CS03 | Z001 | V |  | F | RM | PD | ZABB | HGQ | 3410121000 | PC |  | 1 | CNXIHE4 | [5 empty] | 1 | 0 | PC | 2012-09-13 | 0 | PC
VTSD351111III41223 | JDZX13-35R 35/v3 0.1/v3 0.1/v3 0.1/v3 0. |  | 121EL-VT |  |  | 129 | COMM | CS03 | Z001 | V |  | F | RM | PD | ZABB | HGQ | 3410121000 | PC |  | 1 | CNGELI3 | [5 empty] | 1 | 0 | PC | 2019-04-12 | 0 | PC
VTSD351111III419-1 | JDZX9-35G-T 35/v3 .1/v3 .1/v3 .1/v3 .1/3 |  | 121EL-VT | 3GB |  | 12H | COMM | CS03 | Z001 | V |  | F | RM | PD | ZABB | HGQ | 3410121000 | PC |  | 1 | CNXIHE4 | [5 empty] | 1 | 0 | PC | 2016-02-02 | 0 | PC
VTSD351111III41993 | JDZX12-35G 35/v3 3x0.1/v3 0.1/3kV 20VA/C |  | 121EL-VT | 3GB |  | 12H | COMM | CS03 | Z001 | V |  | F | RM | PD | ZABB | HGQ | 3410121000 | PC |  | 1 | T_GUIHUA_YE | [5 empty] | 1 | 0 | PC | 2015-07-07 | 0 | PC
VTSD351111III41CC3 | JDZX12-35G 35/v3 3x0.1/v3 0.1/3kV 20VA/C |  | 121EL-VT | 3GB |  | 12H | COMM | CS03 | Z001 | V |  | F | RM | PD | ZABB | HGQ | 3410121000 | PC |  | 1 | CNZHZHO5 | [5 empty] | 1 | 0 | PC | 2018-05-02 | 0 | PC
VTSD35111224123S-1 | JDZX11-35R 35/v3 2x.1/v3 .1/3kV,30VA/0.2 |  | 121EL-VT | 3GB |  | 12H | COMM | CS03 | Z001 | V |  | F | RM | PD | ZABB | HGQ | 3410121000 | PC |  | 1 | CNXIHE4 | [5 empty] | 1 | 0 | PC | 2012-09-13 | 0 | PC
VTSD35111224123S-2 | JDZX11-35R 35/v3 2x.1/v3 .1/3kV 0.2/0.5/ |  | 121EL-VT | 3GB |  | 12H | COMM | CS03 | Z001 | V |  | F | RM | PD | ZABB | HGQ | 3410121000 | PC |  | 1 | CNDUYAN | [5 empty] | 1 | 0 | PC | 2020-07-09 | 0 | PC
VTSD35111228123S-1 | JDZX11-35R 35/v3 0.1/v3 0.1/v3 0.1/3kV |  | 121EL-VT | 3GD |  | 12H | COMM | CS03 | Z001 | V |  | F | RM | PD | ZABB | HGQ | 3410121000 | PC |  | 1 | CNXIHE4 | [5 empty] | 1 | 0 | PC | 2011-06-23 | 0 | PC
VTSD35111228123S-4 | JDZX13-35R 35/v3 2x.1/v3 .1/3kV,30VA/0.2 |  | 121EL-VT |  |  | B03 | COMM | CS03 | Z001 | V |  | F | RM | PD | ZABB | HGQ | 3410121000 | PC |  | 1 | CNXIHE4 | [5 empty] | 1 | 0 | PC | 2012-12-14 | 0 | PC
VTSD35111228123S-5 | JDZX11-35R 35/v3 2x.1/v3 .1/3kV,30VA/0.2 |  | 121EL-VT | 3GB |  | 12H | COMM | CS03 | Z001 | V |  | F | RM | PD | ZABB | HGQ | 3410121000 | PC |  | 1 | T_GUIHUA_YE | [5 empty] | 1 | 0 | PC | 2012-12-14 | 0 | PC
VTSD35111228123S-6 | JDZX13-35R 35/v3 2x.1/v3 .1/3kV |  | 121EL-VT | 3GB |  | 12H | COMM | CS03 | Z001 | V |  | F | RM | PD | ZABB | HGQ | 3410121000 | PC |  | 1 | CNXIHE4 | [5 empty] | 1 | 0 | PC | 2013-04-01 | 0 | PC
VTSD351112G4123S-1 | JDZX13-35R 35/v3 .1/v3 .1/v3 .1/3kV |  | 121EL-VT | 3GB |  | 12H | COMM | CS03 | Z001 | V |  | F | RM | PD | ZABB | HGQ | 3410121000 | PC |  | 1 | T_GUIHUA_YE | [5 empty] | 1 | 0 | PC | 2011-09-16 | 0 | PC
VTSD351112II21993S | JDZX13-35R 35/v3 0.1/v3 0.1/v3 0.1/v3 0. |  | 121EL-VT | 3GB |  | 12H | COMM | CS03 | Z001 | V |  | F | RM | PD | ZABB | HGQ | 3410121000 | PC |  | 1 | CNXIHE4 | [5 empty] | 1 | 0 | PC | 2015-07-03 | 0 | PC
VTSD35111428211S-1 | JDZX13-35R 35/v3¦.1/v3¦.1/v3¦.1/3kV 0.5/ |  | 121EL | 3GB |  | 12H | COMM | CS03 | Z001 | V |  | F | RM | PD | ZABB | HGQ | 3410121000 | PC |  | 1 | CNXIHE4 | [5 empty] | 1 | 0 | PC | 2008-10-27 | 0 | PC
VTSD35111522281993 | JDZX12-35 35/v3 .1/v3 .1/v3 .1/v3 .1KV |  | 121EL-VT | 3GB |  | 12H | COMM | CS03 | Z001 | V |  | F | RM | PD | ZABB | HGQ | 3410121000 | PC |  | 1 | CNDUYAN | [5 empty] | 1 | 0 | PC | 2018-05-14 | 0 | PC
VTSD35111522281998 | JDZX12-35G 35/v3 0.1/v3 0.1/v3 0.1/v3 0. |  | 121EL-VT | 3GB |  | 12H | COMM | CS03 | Z001 | V |  | F | RM | PD | ZABB | HGQ | 3410121000 | PC |  | 1 | CNMAZHA43 | [5 empty] | 1 | 0 | PC | 2019-09-23 | 0 | PC
VTSD35111522281BB3 | JDZX12-35 35/v3 0.1/v3 0.1/v3 0.1/v3 0.1 |  | 121EL-VT | 3GB |  | 12H | COMM | CS03 | Z001 | V |  | F | RM | PD | ZABB | HGQ | 3410121000 | PC |  | 1 | CNDUYAN | [5 empty] | 1 | 0 | PC | 2020-07-09 | 0 | PC
VTSD351115III81223 | JDZX11-35 35/v3 .1/v3 .1/v3 .1/v3 .1kV |  | 121EL-VT | 3GB |  | 12H | COMM | CS03 | Z001 | V |  | F | RM | PD | ZABB | HGQ | 3410121000 | PC |  | 1 | T_GUIHUA_YE | [5 empty] | 1 | 0 | PC | 2013-01-11 | 0 | PC
VTSD35111G22193S-1 | JDZX13-35R 35/√3:0.1/√3:0.1/√3:0.1/3 kV |  | 121EL-VT | 3GB |  | 12H | COMM | CS03 | Z001 | V |  | F | RM | PD | ZABB | HGQ | 3410121000 | PC |  | 1 | CNXIHE4 | [5 empty] | 1 | 0 | PC | 2013-09-29 | 0 | PC
VTSD35111GLL81991S | JDZX13-35R 35/v3 .1/v3 .1/v3 .1/v3 .1/3k |  | 121EL-VT | 3GB |  | 12H | COMM | CS03 | Z001 | V |  | F | RM | PD | ZABB | HGQ | 3410121000 | PC |  | 1 | CNXIHE4 | [5 empty] | 1 | 0 | PC | 2013-07-05 | 0 | PC
VTSD35111H44123S-1 | JDZX13-35R 35/v3 .1/v3 .1/v3 .1/3KV 0.2/ |  | 121EL-VT | 3GB |  | 12H | COMM | CS03 | Z001 | V |  | F | RM | PD | ZABB | HGQ | 3410121000 | PC |  | 1 | CNXIHE4 | [5 empty] | 1 | 0 | PC | 2012-05-18 | 0 | PC
VTSD35111HIIS1991S | JDZX13-35R 35/v3 3x0.1/v3 0.1/3kV |  | 121EL-VT | 3GB |  | 12H | COMM | CS03 | Z001 | V |  | F | RM | PD | ZABB | HGQ | 3410121000 | PC |  | 1 | CNXIHE4 | [5 empty] | 1 | 0 | PC | 2014-09-15 | 0 | PC
VTSD35111I1141991S | JDZX13-35R 35/v3 .1/v3 .1/v3 .1/v3 .1/3k |  | 121EL-VT | 3GB |  | 12H | COMM | CS03 | Z001 | V |  | F | RM | PD | ZABB | HGQ | 3410121000 | PC |  | 1 | CNXIHE4 | [5 empty] | 1 | 0 | PC | 2013-09-03 | 0 | PC
VTSD35111I1141993S | JDZX13-35R 35/v3 .1/v3 .1/v3 .1/v3 0.1/3 |  | 121EL-VT |  |  | B03 | COMM | CS03 | Z001 | V |  | F | RM | PD | ZABB | HGQ | 3410121000 | PC |  | 1 | CNXIHE4 | [5 empty] | 1 | 0 | PC | 2013-08-20 | 0 | PC
VTSD35111I24123S-1 | JDZX11-35R 35/v3 .1/v3 .1/v3 .1/3kV W.TU |  | 121EL-VT | 3GB |  | 12H | COMM | CS03 | Z001 | V |  | F | RM | PD | ZABB | HGQ | 3410121000 | PC |  | 1 | T_GUIHUA_YE | [5 empty] | 1 | 0 | PC | 2012-03-12 | 0 | PC
VTSD35111I24123S-2 | JDZX11-35R 35/v3 0.1/v3 0.1/v3 0.1/3 kV |  | 121EL-VT | 3GB |  | 12H | COMM | CS03 | Z001 | V |  | F | RM | PD | ZABB | HGQ | 3410121000 | PC |  | 1 | T_GUIHUA_YE | [5 empty] | 1 | 0 | PC | 2014-02-17 | 0 | PC
VTSD35111I28123S-1 | JDZX11-35R 35/v3¦.1/v3¦.1/v3¦.1/3kV |  | 121EL-VT | 3GB |  | 12H | COMM | CS03 | Z001 | V |  | F | RM | PD | ZABB | HGQ | 3410121000 | PC |  | 1 | T_GUIHUA_YE | [5 empty] | 1 | 0 | PC | 2011-10-21 | 0 | PC
VTSD35111I28123S-2 | JDZX11-35R 35/v3 2x.1/v3 .1/3kV,20VA/0.2 |  | 121EL-VT | 3GB |  | 12H | COMM | CS03 | Z001 | V |  | F | RM | PD | ZABB | HGQ | 3410121000 | PC |  | 1 | CNXIHE4 | [5 empty] | 1 | 0 | PC | 2013-01-21 | 0 | PC
VTSD35111I28123S-3 | JDZX11-35R 35/v3 .1/v3 .1/v3 .1/3kV |  | 121EL-VT | 3GD |  | 12H | COMM | CS03 | Z001 | V |  | F | RM | PD | ZABB | HGQ | 3410121000 | PC |  | 1 | CNDUYAN | [5 empty] | 1 | 0 | PC | 2020-09-08 | 0 | PC
VTSD35111IG8123S-1 | JDZX13-35R 35/v3 .1/v3 .1/v3 .1/3kV CL0. |  | 121EL-VT | 3GB |  | 12H | COMM | CS03 | Z001 | V |  | F | RM | PD | ZABB | HGQ | 3410121000 | PC |  | 1 | CNSOLIN2 | [5 empty] | 1 | 0 | PC | 2013-12-16 | 0 | PC
VTSD35111III21991S | JDZX13-35R 35/v3 3x0.1/v3 0.1/3kV |  | 121EL-VT | 3GB |  | 12H | COMM | CS03 | Z001 | V |  | F | RM | PD | ZABB | HGQ | 3410121000 | PC |  | 1 | CNXIHE4 | [5 empty] | 1 | 0 | PC | 2014-09-26 | 0 | PC
VTSD35111III81221S | JDZX13-35R 35/v3 .1/v3 .1/v3 .1/v3 .1/3K |  | 121EL-VT | 3GB |  | 12H | COMM | CS03 | Z001 | V |  | F | RM | PD | ZABB | HGQ | 3410121000 | PC |  | 1 | CNXIHE4 | [5 empty] | 1 | 0 | PC | 2013-06-06 | 0 | PC
VTSD35111III81991S | JDZX13-35R 35/v3 .1/v3 .1/v3 .1/v3 .1/3K |  | 121EL-VT | 3GB |  | 12H | COMM | CS03 | Z001 | V |  | F | RM | PD | ZABB | HGQ | 3410121000 | PC |  | 1 | CNXIHE4 | [5 empty] | 1 | 0 | PC | 2013-11-25 | 0 | PC
VTSD35333122281993 | JDZX12-35 35/√3/0.1/√3kV 0.2 30VA |  | 121EL-VT | 3GB |  | 12H | COMM | CS03 | Z001 | V |  | F | RM | PD | ZABB | HGQ | 3410121000 | PC |  | 1 | CNJOCHE21 | [5 empty] | 1 | 0 | PC | 2020-09-11 | 0 | PC
VTSG10111-222123-1 | JDZX22-10W-N 10/v3 0.1/v3 0.1/v3 0.1/3 |  | 121EL-VT | 3GB |  | 12H | COMM | CS03 | Z001 | V |  | F | RM | PD | ZABB | HGQ | 3410121000 | PC |  | 1 | CNJOCHE21 | [5 empty] | 1 | 0 | PC | 2021-07-02 | 0 | PC
VTSG10111-222123-2 | JDZX22-10C1 10/V3/0.1/V3/0.1/V3/0.1/3kV |  | 121EL-VT |  |  | 129 | COMM | CS03 | Z001 | V |  | F | RM | PD | ZABB | HGQ | 3410121000 | PC |  | 1 | CNJOCHE21 | [5 empty] | 1 | 0 | PC | 2021-07-02 | 0 | PC
VTSG10111228123S-1 | JDZXR23-10 10/v3 0.1/v3 0.1/v3 0.1/3kV |  | 121EL-VT | 3GB |  | B12 | COMM | CS03 | Z001 | V |  | F | RM | PD | ZABB | HGQ | 3410121000 | PC |  | 1 | CNXIHE4 | [5 empty] | 1 | 0 | PC | 2014-01-14 | 0 | PC
VTSG10111228123S-2 | JDZXR23-10 10/v3 0.1/v3 0.1/v3 0.1/3kV |  | 121EL-VT | 3GB |  | B12 | COMM | CS03 | Z001 | V |  | F | RM | PD | ZABB | HGQ | 3410121000 | PC |  | 1 | CNXIHE4 | [5 empty] | 1 | 0 | PC | 2014-06-27 | 0 | PC
VTSG10111I28193S-1 | JDZXR23-10 10/v3 0.1/v3 0.1/v3 0.1/3kV |  | 121EL-VT | 3GB |  | 12H | COMM | CS03 | Z001 | V |  | F | RM | PD | ZABB | HGQ | 3410121000 | PC |  | 1 | CNJOCHE21 | [5 empty] | 1 | 0 | PC | 2021-04-16 | 0 | PC
VTSG3511111IIG1991 | JDZX23-35W 35/√3/0.1/√3/0.1/√3/0.1/√3/0. |  | 121EL-VT | 3GB |  | 12H | COMM | CS03 | Z001 | V |  | F | RM | PD | ZABB | HGQ | 3410121000 | PC |  | 1 | CNJISU10 | [5 empty] | 1 | 0 | PC | 2021-12-13 | 0 | PC
VTSG3511112GG41991 | JDZX12-35G-A 35/√3/0.1/√3kV/√3kV/√3kV/3 |  | 121EL-VT |  |  | 129 | COMM | CS03 | Z001 | V |  | F | RM | PD | ZABB | HGQ | 3410121000 | PC |  | 1 | CNJISU10 | [5 empty] | 1 | 0 | PC | 2022-04-25 | 0 | PC
VTSG3511122221991S | JDZX23-35R 35/v3 3x0.1/v3 0.1/3kV 30VA/C |  | 121EL-VT | 3GB |  | B12 | COMM | CS03 | Z001 | V |  | F | RM | PD | ZABB | HGQ | 3410121000 | PC |  | 1 | CNXIHE4 | [5 empty] | 1 | 0 | PC | 2015-07-01 | 0 | PC
VTSG3511122241993S | JDZX23-35R 35/v3 0.1/v3 0.1/v3 0.1/v3 0. |  | 121EL-VT | 3GB |  | B12 | COMM | CS03 | Z001 | V |  | F | RM | PD | ZABB | HGQ | 3410121000 | PC |  | 1 | CNXIHE4 | [5 empty] | 1 | 0 | PC | 2015-08-06 | 0 | PC
VTSG35111224121S-1 | JDZXR22-35C 35/v3 0.1/v3 0.1/ v3 0.1/3kV |  | 121EL-VT | 3GB |  | 12H | COMM | CS03 | Z001 | V |  | F | RM | PD | ZABB | HGQ | 3410121000 | PC |  | 1 | CNJOCHE21 | [5 empty] | 1 | 0 | PC | 2020-12-09 | 0 | PC
VTSG351112G8123S1S | JDZXR22-35C 35/v3 0.1/v3 0.1/v3 0.1/3kV |  | 121EL-VT |  |  | B03 | COMM | CS03 | Z001 | V |  | F | RM | PD | ZABB | HGQ | 3410121000 | PC |  | 1 | T_GUIHUA_YE | [5 empty] | 1 | 0 | PC | 2015-07-31 | 0 | PC
VTSG35111522281993 | JDZX23-35W 35/v3 0.1/v3 0.1/v3 0.1/v3 0. |  | 121EL-VT |  |  | 129 | COMM | CS03 | Z001 | V |  | F | RM | PD | ZABB | HGQ | 3410121000 | PC |  | 1 | CNDUYAN | [5 empty] | 1 | 0 | PC | 2020-09-02 | 0 | PC
VTSG35111I48123S-1 | JDZXR22-35C 35/v3 0.1/v3 0.1/v3 0.1/3kV |  | 121EL-VT | 3GB |  | B12 | COMM | CS03 | Z001 | V |  | F | RM | PD | ZABB | HGQ | 3410121000 | PC |  | 1 | CNXIHE4 | [5 empty] | 1 | 0 | PC | 2014-04-03 | 0 | PC
VTSG35111III51991S | JDZX23-35R 35/v3 3x0.1/v3 0.1/3kV W.TUBE |  | 121EL-VT | 3GB |  | B12 | COMM | CS03 | Z001 | V |  | F | RM | PD | ZABB | HGQ | 3410121000 | PC |  | 1 | CNXIHE4 | [5 empty] | 1 | 0 | PC | 2014-10-17 | 0 | PC
VTSG351122281993-1 | JDZX12-35G-A 35/√3/0.1/√3kV/√3kV/√3kV/3 |  | 121EL-VT | 3GD |  | 12H | COMM | CS03 | Z001 | V |  | F | RM | PD | ZABB | HGQ | 3410121000 | PC |  | 1 | CNJOCHE21 | [5 empty] | 1 | 1 | PC | 2022-03-01 | 0 | PC
VTSG351122281993-2 | JDZX22-35G-A 35/√3/0.1/√3kV 0.2 30VA |  | 121EL-VT |  |  | 129 | COMM | CS03 | Z001 | V |  | F | RM | PD | ZABB | HGQ | 3410121000 | PC |  | 1 | CNJOCHE21 | [5 empty] | 1 | 0 | PC | 2022-03-04 | 0 | PC
VTSOT-D0420-5020S1 | JDZXR-6C 3.3kV/v3 110V/v3 CL0.5/60VA |  | 121EL-VT |  |  | 129 | COMM | CS03 | Z001 | V |  | F | RM | PD | ZABB | HGQ | 3410121000 | PC |  | 1 | CNJOCHE21 | [5 empty] | 1 | 0 | PC | 2021-07-16 | 0 | PC
VTSOT-G4220-4020S | JDZXR26-20 22/V3kV;0.11/V3 kV;50VA; 0.5 |  | 121EL-VT | 3GB |  | 12H | COMM | CS03 | Z001 | V |  | F | RM | PD | ZABB | HGQ | 3410121000 | PC |  | 1 | CNJISU10 | [5 empty] | 1 | 0 | PC | 2021-11-16 | 0 | PC
VTSOTD03111225123S | JDZX17-3R 3000/v3 100/v3 100/v3 100/3V |  | 121EL-VT | 3GB |  | 12H | COMM | CS03 | Z001 | V |  | F | RM | PD | ZABB | HGQ | 3410121000 | PC |  | 1 | T_GUIHUA_YE | [5 empty] | 1 | 0 | PC | 2011-09-19 | 0 | PC
VTSOTD04222II4CC1S | JDZX11-35R 33/v3 0.11/v3 0.11/v3 0.11/3k |  | 121EL-VT | 3GD |  | 12H | COMM | CS03 | Z001 | V |  | F | RM | PD | ZABB | HGQ | 3410121000 | PC |  | 1 | CNJOCHE21 | [5 empty] | 1 | 0 | PC | 2020-12-30 | 0 | PC
VTSOTD06111228123S | JDZX17-6R 6/v3 0.1/v3 0.1/v3 0.1/3kV |  | 121EL-VT | 3GB |  | 12H | COMM | CS03 | Z001 | V |  | F | RM | PD | ZABB | HGQ | 3410121000 | PC |  | 1 | CNXIHE4 | [5 empty] | 1 | 0 | PC | 2014-05-06 | 0 | PC
VTSOTD06222222293S | JDZX17-6R 6/v3 0.11/v3 0.11/v3 0.11/3kV |  | 121EL-VT | 3GB |  | 12H | COMM | CS03 | Z001 | V |  | F | RM | PD | ZABB | HGQ | 3410121000 | PC |  | 1 | CNGELI3 | [5 empty] | 1 | 0 | PC | 2019-03-08 | 0 | PC
VTSOTD06222422293S | JDZX17-6R 6/v3 0.11/v3 0.11/v3 0.11/3kV |  | 121EL-VT | 3GB |  | 12H | COMM | CS03 | Z001 | V |  | F | RM | PD | ZABB | HGQ | 3410121000 | PC |  | 1 | CNGELI3 | [5 empty] | 1 | 0 | PC | 2019-06-20 | 0 | PC
VTSOTD0722-4421S-1 | JDZXR-6C 6.6/v3 0.11/v3 0.11/3 kV50VA/6P |  | 121EL-VT | 3GB |  | 12H | COMM | CS03 | Z001 | V |  | F | RM | PD | ZABB | HGQ | 3410121000 | PC |  | 1 | CNXIHE4 | [5 empty] | 1 | 0 | PC | 2012-05-24 | 0 | PC
VTSOTD0722-4423S-1 | JDZXR-6C 6.6/v3 0.11/v3 0.11/3 kV |  | 121EL-VT | 3GB |  | 12H | COMM | CS03 | Z001 | V |  | F | RM | PD | ZABB | HGQ | 3410121000 | PC |  | 1 | T_GUIHUA_YE | [5 empty] | 1 | 0 | PC | 2011-11-14 | 0 | PC
VTSOTD072224J8283S | JDZX17-6R 6.6/√3:0.11/√3:0.11/√3:0.11/3k |  | 121EL-VT | 3GB |  | 12H | COMM | CS03 | Z001 | V |  | F | RM | PD | ZABB | HGQ | 3410121000 | PC |  | 1 | CNXIHE4 | [5 empty] | 1 | 0 | PC | 2016-01-04 | 0 | PC
VTSOTD08111144183S | JDZX17-6R 6.3/v3 0.1/v3 0.1/v3 0.1/3 KV |  | 121EL-VT | 3GB |  | 12H | COMM | CS03 | Z001 | V |  | F | RM | PD | ZABB | HGQ | 3410121000 | PC |  | 1 | T_GUIHUA_YE | [5 empty] | 1 | 0 | PC | 2015-07-06 | 0 | PC
VTSOTD10111G28123S | JDZX13-10R 10/v3¦2X.1/v3¦.1/3k(广西) |  | 121EL-VT | 3GB |  | 12H | COMM | CS03 | Z001 | V |  | F | RM | PD | ZABB | HGQ | 3410121000 | PC |  | 1 | CNXIHE4 | [5 empty] | 1 | 0 | PC | 2009-10-29 | 0 | PC
VTSOTD10111L22121S | JDZX17-10R 10/rt3 0.1/rt3 0.1/rt3 0.1/3 |  | 121EL-VT | 3GB |  | 12H | COMM | CS03 | Z001 | V |  | F | RM | PD | ZABB | HGQ | 3410121000 | PC |  | 1 | CNXIHE4 | [5 empty] | 1 | 0 | PC | 2010-12-25 | 0 | PC
VTSOTD10111LI41C1S | JDZX17-10R 10/√3:0.1/√3:0.1/√3:0.1/3kV |  | 121EL-VT | 3GB |  | 12H | COMM | CS03 | Z001 | V |  | F | RM | PD | ZABB | HGQ | 3410121000 | PC |  | 1 | CNXIHE4 | [5 empty] | 1 | 0 | PC | 2016-04-15 | 0 | PC
VTSOTD10111RI41C1S | JDZX17-10R 10/√3:0.1/√3:0.1/√3:0.1/3kV |  | 121EL-VT | 3GB |  | 12H | COMM | CS03 | Z001 | V |  | F | RM | PD | ZABB | HGQ | 3410121000 | PC |  | 1 | CNXIHE4 | [5 empty] | 1 | 0 | PC | 2016-04-15 | 0 | PC
VTSOTD10111Z228223 | JDZX10-10C1 10000/v3 100/v3 100/v3 100/3 |  | 121EL-VT |  |  | 129 | COMM | CS03 | Z001 | V |  | F | RM | PD | ZABB | HGQ | 3410121000 | PC |  | 1 | CNJOCHE21 | [5 empty] | 1 | 0 | PC | 2020-07-08 | 0 | PC
VTSOTD1011RI41C1S1 | JDZX13-10R 10/√3:0.1/√3:0.1/√3:0.1/3kV |  | 121EL-VT | 3GB |  | 12H | COMM | CS03 | Z001 | V |  | F | RM | PD | ZABB | HGQ | 3410121000 | PC |  | 1 | CNXIHE4 | [5 empty] | 1 | 0 | PC | 2016-04-15 | 0 | PC
VTSOTD10222LLLCC3S | JDZX17-10R 10/V3 kV/0,11/V3/0,11/V3/0,11 |  | 121EL-VT |  |  | 129 | COMM | CS03 | Z001 | V |  | F | RM | PD | ZABB | HGQ | 3410121000 | PC |  | 1 | CNJISU10 | [5 empty] | 1 | 0 | PC | 2022-03-29 | 0 | PC
VTSOTD11222114113S | JDZX17-10R 11/rt3:0.11/rt3:0.11/rt3:0.11 |  | 121EL-VT | 3GB |  | 12H | COMM | CS03 | Z001 | V |  | F | RM | PD | ZABB | HGQ | 3410121000 | PC |  | 1 | CNXIHE4 | [5 empty] | 1 | 0 | PC | 2011-04-15 | 0 | PC
VTSOTD11222444211S | JDZX17-10R 11/v3 0.11/v3 0.11/v3 0.11/3k |  | 121EL-VT | 3GB |  | 12H | COMM | CS03 | Z001 | V |  | F | RM | PD | ZABB | HGQ | 3410121000 | PC |  | 1 | CNXIHE4 | [5 empty] | 1 | 0 | PC | 2013-05-24 | 0 | PC
VTSOTD112224442M1S | JDZX17-10R 11/v3 0.11/v3 0.11/v3 0.11/3k |  | 121EL-VT | 3GB |  | 12H | COMM | CS03 | Z001 | V |  | F | RM | PD | ZABB | HGQ | 3410121000 | PC |  | 1 | CNGELI3 | [5 empty] | 1 | 0 | PC | 2019-12-02 | 0 | PC
VTSOTD11222II4223S | JDZX17-10R 11/v3 0.11/v3 0.11/v3 0.11/3k |  | 121EL-VT | 3GB |  | 12H | COMM | CS03 | Z001 | V |  | F | RM | PD | ZABB | HGQ | 3410121000 | PC |  | 1 | CNXIHE4 | [5 empty] | 1 | 0 | PC | 2014-05-30 | 0 | PC
VTSOTD11222LI4121S | JDZX17-10R 11/v3 0.11/v3 0.11/v3 0.11/3k |  | 121EL-VT | 3GB |  | 12H | COMM | CS03 | Z001 | V |  | F | RM | PD | ZABB | HGQ | 3410121000 | PC |  | 1 | CNGELI3 | [5 empty] | 1 | 0 | PC | 2019-12-02 | 0 | PC
VTSOTD1411-H413S-1 | JDZX17-10R 10.5/v3¦.1/v3¦.1/3kV 0.2/3P |  | 121EL-VT | 3GB |  | 12H | COMM | CS03 | Z001 | V |  | F | RM | PD | ZABB | HGQ | 3410121000 | PC |  | 1 | CNDELIN | [5 empty] | 1 | 0 | PC | 2012-07-03 | 0 | PC
VTSOTD1411-H413S-2 | JDZX13-10R 10.5/v3¦.1/v3¦.1/3kV 0.2/3P |  | 121EL-VT | 3GB |  | 12H | COMM | CS03 | Z001 | V |  | F | RM | PD | ZABB | HGQ | 3410121000 | PC |  | 1 | CNDELIN | [5 empty] | 1 | 0 | PC | 2012-07-03 | 0 | PC
VTSOTD14111118113S | JDZX17-10R 10.5/v3 0.1/v3 0.1/v3 0.1/3KV |  | 121EL-VT | 3GB |  | 12H | COMM | CS03 | Z001 | V |  | F | RM | PD | ZABB | HGQ | 3410121000 | PC |  | 1 | CNXIHE4 | [5 empty] | 1 | 0 | PC | 2014-11-13 | 0 | PC
VTSOTD15111118123S | JDZX17-15R 15000/v3 100/v3 100/v3 100/3V |  | 121EL-VT | 3GB |  | 12H | COMM | CS03 | Z001 | V |  | F | RM | PD | ZABB | HGQ | 3410121000 | PC |  | 1 | CNXIHE4 | [5 empty] | 1 | 0 | PC | 2013-01-16 | 0 | PC
VTSOTD151111I4123S | JDZX13-10R 15/v3¦2X.1/v3¦.1/3KV 0.2/0.5/ |  | 121EL-VT | 3GB |  | 12H | COMM | CS03 | Z001 | V |  | F | RM | PD | ZABB | HGQ | 3410121000 | PC |  | 1 | CNXIHE4 | [5 empty] | 1 | 0 | PC | 2009-06-10 | 0 | PC
VTSOTD20222HH1CC3 | JDZX11-35W 20000/v3 110/v3 110/v3 110/3V |  | 121EL-VT | 3GB |  | 12H | COMM | CS03 | Z001 | V |  | F | RM | PD | ZABB | HGQ | 3410121000 | PC |  | 1 | CNDUYAN | [5 empty] | 1 | 0 | PC | 2020-05-06 | 0 | PC
VTSOTD20222HH1CC3S | JDZX11-35R 20000/v3 110/v3 110/v3 110/3V |  | 121EL-VT | 3GB |  | 12H | COMM | CS03 | Z001 | V |  | F | RM | PD | ZABB | HGQ | 3410121000 | PC |  | 1 | CNDUYAN | [5 empty] | 1 | 0 | PC | 2020-05-06 | 0 | PC
VTSOTD2022BHH1CC3S | JDZX11-35R 20000/v3 110/v3 110/v3 110V |  | 121EL-VT | 3GB |  | 12H | COMM | CS03 | Z001 | V |  | F | RM | PD | ZABB | HGQ | 3410121000 | PC |  | 1 | CNGELI3 | [5 empty] | 1 | 0 | PC | 2020-03-19 | 0 | PC
VTSOTD23222GG4283S | JDZX15-20R 23/v3 0.11/v3 0.11/v3 0.11/3k |  | 121EL-VT | 3GB |  | 12H | COMM | CS03 | Z001 | V |  | F | RM | PD | ZABB | HGQ | 3410121000 | PC |  | 1 | CNXIHE4 | [5 empty] | 1 | 0 | PC | 2014-09-12 | 0 | PC
VTSOTD23224222283S | JDZX15-20R 23/v3 .11/v3 .11/v3 .11/v3 kV |  | 121EL-VT | 3GB |  | 12H | COMM | CS03 | Z001 | V |  | F | RM | PD | ZABB | HGQ | 3410121000 | PC |  | 1 | CNXIHE4 | [5 empty] | 1 | 0 | PC | 2015-04-07 | 0 | PC
VTSOTD23224444283S | JDZX13-20R2 23/v3 0.11/v3 0.11/v3 0.11/v |  | 121EL-VT | 3GB |  | 12H | COMM | CS03 | Z001 | V |  | F | RM | PD | ZABB | HGQ | 3410121000 | PC |  | 1 | T_GUIHUA_YE | [5 empty] | 1 | 0 | PC | 2016-02-18 | 0 | PC
VTSOTD23224L22223S | JDZX15-20R 23/V3:0.11/V3:0.11/V3:0.11/V3 |  | 121EL-VT | 3GB |  | 12H | COMM | CS03 | Z001 | V |  | F | RM | PD | ZABB | HGQ | 3410121000 | PC |  | 1 | CNDUYAN | [5 empty] | 1 | 0 | PC | 2020-07-03 | 0 | PC
VTSOTD23224L24223S | JDZX15-20R 23/v3 0.11/v3 0.11/V3 0.11/V3 |  | 121EL-VT | 3GB |  | 12H | COMM | CS03 | Z001 | V |  | F | RM | PD | ZABB | HGQ | 3410121000 | PC |  | 1 | CNGELI3 | [5 empty] | 1 | 0 | PC | 2019-03-12 | 0 | PC
VTSOTD24222445283S | JDZX15-20R 24/v3 0.11/v3 0.11/v3 0.11/3 |  | 121EL-VT |  |  | B03 | COMM | CS03 | Z001 | V |  | F | RM | PD | ZABB | HGQ | 3410121000 | PC |  | 1 | CNXIHE4 | [5 empty] | 1 | 0 | PC | 2017-06-08 | 0 | PC
VTSOTD30222HK4123S | JDZX11-35R 30000/v3¦110/v3¦110/v3¦110/3 |  | 121EL-VT |  |  | 12Q | COMM | CS03 | Z001 | V |  | F | RM | PD | ZABB | HGQ | 3410121000 | PC |  | 1 | CNXIHE4 | [5 empty] | 1 | 0 | PC | 2009-06-25 | 0 | PC
VTSOTD31111444223S | JDZX11-35R 31.5/v3¦.1/v3¦.1/v3¦.1/3kV 0. |  | 121EL | 3GB |  | 12H | COMM | CS03 | Z001 | V |  | F | RM | PD | ZABB | HGQ | 3410120000 | PC |  | 1 | Y_PPM_01 | [5 empty] | 1 | 0 | PC | 2007-12-04 | 0 | PC
VTSOTD33111II4113A | JDZX11-35R 33/V3 0.1/V3 0.1/V3 0.1/3KV |  | 121EL-VT | 3GB |  | 12H | COMM | CS03 | Z001 | V |  | F | RM | PD | ZABB | HGQ | 3410121000 | PC |  | 1 | CNXIHE4 | [5 empty] | 1 | 0 | PC | 2013-06-13 | 0 | PC
VTSOTD3320-4020S-1 | JDZXR-3C 3.3/v3 0.11/v3 kV 50VA/CL0.5 |  | 121EL-VT | 3GB |  | 12H | COMM | CS03 | Z001 | V |  | F | RM | PD | ZABB | HGQ | 3410121000 | PC |  | 1 | T_GUIHUA_YE | [5 empty] | 1 | 0 | PC | 2011-11-14 | 0 | PC
VTSOTD33222224223S | JDZX11-35R 33/v3 0.11/v3 0.11/v3 0.11/3K |  | 121EL-VT | 3GB |  | 12H | COMM | CS03 | Z001 | V |  | F | RM | PD | ZABB | HGQ | 3410121000 | PC |  | 1 | T_GUIHUA_YE | [5 empty] | 1 | 0 | PC | 2016-02-23 | 0 | PC
VTSOTD33222444223S | JDZX11-35R 33/v3 0.11/v3 0.11/v3 0.11/3k |  | 121EL-VT | 3GB |  | 12H | COMM | CS03 | Z001 | V |  | F | RM | PD | ZABB | HGQ | 3410121000 | PC |  | 1 | CNXIHE4 | [5 empty] | 1 | 0 | PC | 2013-08-21 | 0 | PC
VTSOTD33222H22283S | JDZX11-35R 33/√3/0.11/√3/0.11/√3/ 0.11/3 |  | 121EL-VT | 3GB |  | 12H | COMM | CS03 | Z001 | V |  | F | RM | PD | ZABB | HGQ | 3410121000 | PC |  | 1 | CNDUYAN | [5 empty] | 1 | 0 | PC | 2020-11-12 | 0 | PC
VTSOTD33222I24113S | JDZX13-35R 33/v3 0.11/v3 0.11/v3 0.11/3K |  | 121EL-VT | 3GB |  | 12H | COMM | CS03 | Z001 | V |  | F | RM | PD | ZABB | HGQ | 3410121000 | PC |  | 1 | T_GUIHUA_YE | [5 empty] | 1 | 0 | PC | 2012-11-05 | 0 | PC
VTSOTD33222I24223S | JDZX13-35R 33/v3 0.11/v3 0.11/v3 0.11/3K |  | 121EL-VT |  |  | B03 | COMM | CS03 | Z001 | V |  | F | RM | PD | ZABB | HGQ | 3410121000 | PC |  | 1 | T_GUIHUA_YE | [5 empty] | 1 | 0 | PC | 2012-11-05 | 0 | PC
VTSOTD3324-2213S-1 | JDZX11-35R 33/v3 0.11/v3 0.11/v3kV |  | 121EL-VT | 3GB |  | 12H | COMM | CS03 | Z001 | V |  | F | RM | PD | ZABB | HGQ | 3410121000 | PC |  | 1 | CNXIHE4 | [5 empty] | 1 | 0 | PC | 2011-11-12 | 0 | PC
VTSOTD34111448123S | JDZX13-35R 34.5/v3 0.1/v3 0.1/v3 0.1/3kV |  | 121EL-VT | 3GB |  | 12H | COMM | CS03 | Z001 | V |  | F | RM | PD | ZABB | HGQ | 3410121000 | PC |  | 1 | T_GUIHUA_YE | [5 empty] | 1 | 0 | PC | 2013-03-04 | 0 | PC
VTSOTD34111488233S | JDZX13-35R 34.5/v3 0.1/v3 0.1/v3 0.1/3kV |  | 121EL-VT |  |  | B03 | COMM | CS03 | Z001 | V |  | F | RM | PD | ZABB | HGQ | 3410121000 | PC |  | 1 | CNXIHE4 | [5 empty] | 1 | 0 | PC | 2013-02-25 | 0 | PC
VTSOTD34111I28123S | JDZX11-35R 34.5/v3 0.1/v3 0.1/v3 0.1/3 |  | 121EL-VT | 3GB |  | 12H | COMM | CS03 | Z001 | V |  | F | RM | PD | ZABB | HGQ | 3410121000 | PC |  | 1 | CNXIHE4 | [5 empty] | 1 | 0 | PC | 2012-10-30 | 0 | PC
VTSOTD34222114283S | JDZX11-35R 34.5/v3 0.11/v3 0.11/v3 0.11/ |  | 121EL-VT | 3GB |  | 12H | COMM | CS03 | Z001 | V |  | F | RM | PD | ZABB | HGQ | 3410121000 | PC |  | 1 | CNXIHE4 | [5 empty] | 1 | 0 | PC | 2011-12-07 | 0 | PC
VTSOTD34222444223S | JDZX11-35R 34.5/v3 0.11/v3 0.11/v3 0.11/ |  | 121EL-VT | 3GB |  | 12H | COMM | CS03 | Z001 | V |  | F | RM | PD | ZABB | HGQ | 3410121000 | PC |  | 1 | CNDUYAN | [5 empty] | 1 | 0 | PC | 2019-03-06 | 0 | PC
VTSOTD34222444283S | JDZX11-35R 34.5/v3 0.11/v3 0.11/v3 0.11/ |  | 121EL-VT |  |  | 129 | COMM | CS03 | Z001 | V |  | F | RM | PD | ZABB | HGQ | 3410121000 | PC |  | 1 | CNGELI3 | [5 empty] | 1 | 0 | PC | 2019-02-21 | 0 | PC
VTSOTD34224III183S | JDZX13-35R 34.5/v3 .11/v3 .11/v3 .11/v3k |  | 121EL-VT | 3GB |  | 12H | COMM | CS03 | Z001 | V |  | F | RM | PD | ZABB | HGQ | 3410121000 | PC |  | 1 | T_GUIHUA_YE | [5 empty] | 1 | 0 | PC | 2013-08-16 | 0 | PC
VTSOTD3477CIII122S | JDZX13-35R 34.5/v3 .115/v3 .115/v3 .115/ |  | 121EL-VT | 3GB |  | 12H | COMM | CS03 | Z001 | V |  | F | RM | PD | ZABB | HGQ | 3410121000 | PC |  | 1 | CNXIHE4 | [5 empty] | 1 | 0 | PC | 2013-07-18 | 0 | PC
VTSOTD35111224123S | JDZX11-35W 35/v3 .1/v3 .1/v3 .1/3KV |  | 121EL-VT | 3GB |  | 12H | COMM | CS03 | Z001 | V |  | F | RM | PD | ZABB | HGQ | 3410121000 | PC |  | 1 | CNXIHE4 | [5 empty] | 1 | 0 | PC | 2013-09-18 | 0 | PC
VTSOTD35111II4223S | JDZX11-35R 35/v3/0.1/v3/0.1/v3/0.1/3kV |  | 121EL-VT | 3GB |  | 12H | COMM | CS03 | Z001 | V |  | F | RM | PD | ZABB | HGQ | 3410121000 | PC |  | 1 | CNXIHE4 | [5 empty] | 1 | 0 | PC | 2016-01-26 | 0 | PC
VTSOTD35222-LLI123 | JDZX11-35W 35/v3 0.11/v3 0.11/v3 0.11/v3 |  | 121EL-VT | 3GB |  | 12H | COMM | CS03 | Z001 | V |  | F | RM | PD | ZABB | HGQ | 3410121000 | PC |  | 1 | CNDUYAN | [5 empty] | 1 | 0 | PC | 2020-05-20 | 0 | PC
VTSOTD35222448123S | JDZX13-35R 35/v3 0.11/v3 0.11/v3 0.11/3 |  | 121EL-VT | 3GB |  | 12H | COMM | CS03 | Z001 | V |  | F | RM | PD | ZABB | HGQ | 3410121000 | PC |  | 1 | CNXIHE4 | [5 empty] | 1 | 0 | PC | 2012-06-18 | 0 | PC
VTSOTD37111224183S | JDZX11-35R 38/v3 ¦.1/v3 ¦.1/v3 ¦.1/3 kV |  | 121EL-VT | 3GB |  | 12H | COMM | CS03 | Z001 | V |  | F | RM | PD | ZABB | HGQ | 3410121000 | PC |  | 1 | CNXIHE4 | [5 empty] | 1 | 0 | PC | 2010-07-16 | 0 | PC
VTSOTD38221L22283S | JDZX11-35R 38.5/√3/0.11/√3/0.11/√3/ 0.11 |  | 121EL-VT | 3GB |  | 12H | COMM | CS03 | Z001 | V |  | F | RM | PD | ZABB | HGQ | 3410121000 | PC |  | 1 | CNDUYAN | [5 empty] | 1 | 0 | PC | 2020-06-29 | 0 | PC
VTSOTD38222222283S | JDZX11-35R 38.5/v3 0.11/v3 0.11/V3 0.11/ |  | 121EL-VT | 3GB |  | 12H | COMM | CS03 | Z001 | V |  | F | RM | PD | ZABB | HGQ | 3410121000 | PC |  | 1 | CNGELI3 | [5 empty] | 1 | 0 | PC | 2019-05-27 | 0 | PC
VTSOTD38222224183S | JDZX11-35R 38.5/v3¦.11/v3¦.11/v3¦.11/3kV |  | 121EL-VT | 3GB |  | 12H | COMM | CS03 | Z001 | V |  | F | RM | PD | ZABB | HGQ | 3410121000 | PC |  | 1 | CNXIHE4 | [5 empty] | 1 | 0 | PC | 2009-06-03 | 0 | PC
VTSOTD38222L11283S | JDZX11-35R 38.5:√3/0.11:√3 /0.11:√3 /0.1 |  | 121EL-VT | 3GB |  | 12H | COMM | CS03 | Z001 | V |  | F | RM | PD | ZABB | HGQ | 3410121000 | PC |  | 1 | CNJOCHE21 | [5 empty] | 1 | 0 | PC | 2021-07-12 | 0 | PC
VTSOTD38222L22283S | JDZX11-35R 38.5/√3/0.11/√3/0.11/√3/ 0.11 |  | 121EL-VT |  |  | 129 | COMM | CS03 | Z001 | V |  | F | RM | PD | ZABB | HGQ | 3410121000 | PC |  | 1 | CNJOCHE21 | [5 empty] | 1 | 0 | PC | 2020-06-29 | 0 | PC
VTSOTD38224444283S | JDZX11-35R 38.5/v3 0.11/v3 0.11/V3 0.11/ |  | 121EL-CT | 3GB |  | 12H | COMM | CS03 | Z001 | V |  | F | RM | PD | ZABB | HGQ | 3410121000 | PC |  | 1 | CNXIHE4 | [5 empty] | 1 | 0 | PC | 2016-04-11 | 0 | PC
VTSOTD3822L2222288 | JDZX13-35R 38.5/√3 / 0.11/√3 / 0.11/√3 / |  | 121EL-VT | 3GB |  | 12H | COMM | CS03 | Z001 | V |  | F | RM | PD | ZABB | HGQ | 3410121000 | PC |  | 1 | CNDUYAN | [5 empty] | 1 | 0 | PC | 2020-07-03 | 0 | PC
VTSOTD42222-ILH183 | JDZX15-20 22/v3 0.11/v3 0.11/v3 0.11/3 k |  | 121EL-VT | 3GB |  | 12H | COMM | CS03 | Z001 | V |  | F | RM | PD | ZABB | HGQ | 3410121000 | PC |  | 1 | CNXIHE4 | [5 empty] | 1 | 0 | PC | 2011-11-23 | 0 | PC
VTSOTD42222122283S | JDZX15-20R 22/v3 0.11/v3 0.11/v3 0.11/3 |  | 121EL-VT | 3GB |  | 12H | COMM | CS03 | Z001 | V |  | F | RM | PD | ZABB | HGQ | 3410121000 | PC |  | 1 | CNDUYAN | [5 empty] | 1 | 0 | PC | 2019-01-24 | 0 | PC
VTSOTD42222224283S | JDZX13-20R2 22/v3 0.11/v3 0.11/v3 0.11/3 |  | 121EL-VT | 3GD |  | 12H | COMM | CS03 | Z001 | V |  | F | RM | PD | ZABB | HGQ | 3410121000 | PC |  | 1 | CNJOCHE21 | [5 empty] | 1 | 0 | PC | 2020-09-30 | 0 | PC
VTSOTD42222ILH183 | JDZX15-20 22/v3 0.11/v3 0.11/v3 0.11/3kV |  | 121EL-VT | 3GB |  | 12H | COMM | CS03 | Z001 | V |  | F | RM | PD | ZABB | HGQ | 3410121000 | PC |  | 1 | T_GUIHUA_YE | [5 empty] | 1 | 0 | PC | 2011-12-15 | 0 | PC
VTSOTD42224444283S | JDZX13-20R2 22/v3 0.11/v3 0.11/V3 0.11/V |  | 121EL-VT | 3GB |  | 12H | COMM | CS03 | Z001 | V |  | F | RM | PD | ZABB | HGQ | 3410121000 | PC |  | 1 | CNXIHE4 | [5 empty] | 1 | 0 | PC | 2016-04-05 | 0 | PC
VTSOTD42224L11223S | JDZX15-20R 22/v3 .11/v3 .11/v3 .11/v3KV |  | 121EL-VT | 3GB |  | 12H | COMM | CS03 | Z001 | V |  | F | RM | PD | ZABB | HGQ | 3410121000 | PC |  | 1 | CNGELI3 | [5 empty] | 1 | 0 | PC | 2019-02-13 | 0 | PC
VTSOTD42224L1H223S | JDZX15-20R 22/V3:0.11/V3:0.11/V3:0.11/V3 |  | 121EL-VT | 3GB |  | 12H | COMM | CS03 | Z001 | V |  | F | RM | PD | ZABB | HGQ | 3410121000 | PC |  | 1 | CNDUYAN | [5 empty] | 1 | 0 | PC | 2020-05-22 | 0 | PC
VTSOTD46222HH4123S | JDZX11-35R 30/v3¦.11/v3¦.11/v3¦.11/3KV 0 |  | 121EL-VT |  |  | 12Q | COMM | CS03 | Z001 | V |  | F | RM | PD | ZABB | HGQ | 3410121000 | PC |  | 1 | CNXIHE4 | [5 empty] | 1 | 0 | PC | 2009-06-22 | 0 | PC
VTSOTD47222224183S | JDZX13-35R 40.5/v3 .11/v3 .11/v3 .11/3kV |  | 121EL-VT | 3GB |  | 12H | COMM | CS03 | Z001 | V |  | F | RM | PD | ZABB | HGQ | 3410121000 | PC |  | 1 | CNXIHE4 | [5 empty] | 1 | 0 | PC | 2009-11-19 | 0 | PC
VTSOTD47222I24133S | JDZX11-35R 40.5/v3 .11/v3 .11/v3 .11/3kV |  | 121EL-VT |  |  | 12Q | COMM | CS03 | Z001 | V |  | F | RM | PD | ZABB | HGQ | 3410121000 | PC |  | 1 | CNXIHE4 | [5 empty] | 1 | 0 | PC | 2009-11-17 | 0 | PC
VTSOTD50111III183A | JDZX11-35W 22.9/v3 0.1/v3 0.1/v3 0.1/3kV |  | 121EL-VT | 3GB |  | 12H | COMM | CS03 | Z001 | V |  | F | RM | PD | ZABB | HGQ | 3410121000 | PC |  | 1 | CNXIHE4 | [5 empty] | 1 | 0 | PC | 2011-05-13 | 0 | PC
VTSOTD50222222183S | JDZX11-35R 22.9/v3 2x0.11/v3 0.11/3kV |  | 121EL-VT | 3GB |  | 12H | COMM | CS03 | Z001 | V |  | F | RM | PD | ZABB | HGQ | 3410121000 | PC |  | 1 | CNXIHE4 | [5 empty] | 1 | 0 | PC | 2015-02-09 | 0 | PC
VTSOTD55113LHH223S | JDZX15-20R 23/V3:0.11/V3:0.11/V3:0.11/V3 |  | 121EL-VT | 3GB |  | 12H | COMM | CS03 | Z001 | V |  | F | RM | PD | ZABB | HGQ | 3410121000 | PC |  | 1 | CNDUYAN | [5 empty] | 1 | 0 | PC | 2020-07-27 | 0 | PC
VTSOTD62222666283S | JDZX13-35R 36.5/v3 0.11/v3 0.11/V3 0.11/ |  | 121EL-VT | 3GB |  | 12H | COMM | CS03 | Z001 | V |  | F | RM | PD | ZABB | HGQ | 3410121000 | PC |  | 1 | T_GUIHUA_YE | [5 empty] | 1 | 0 | PC | 2016-02-29 | 0 | PC
VTSOTG04222II4113S | JDZXR23-3 3.3/v3 :0.11/v3 : 0.11/v3 :0.1 |  | 121EL-VT | 3GB |  | B12 | COMM | CS03 | Z001 | V |  | F | RM | PD | ZABB | HGQ | 3410121000 | PC |  | 1 | CNXIHE4 | [5 empty] | 1 | 0 | PC | 2017-08-04 | 0 | PC
VTSOTG0611144C223S | JDZXR23-6 6/V3 / 0.1/V3 / 0.1/V3 / 0.1/3 |  | 121EL-VT | 3GB |  | B12 | COMM | CS03 | Z001 | V |  | F | RM | PD | ZABB | HGQ | 3410121000 | PC |  | 1 | CNXIHE4 | [5 empty] | 1 | 0 | PC | 2017-04-27 | 0 | PC
VTSOTG061116H2223S | JDZXR23-6 6/v3 0.1/v3 0.1/v3 0.1/3 kV |  | 121EL-VT | 3GB |  | B12 | COMM | CS03 | Z001 | V |  | F | RM | PD | ZABB | HGQ | 3410121000 | PC |  | 1 | T_GUIHUA_YE | [5 empty] | 1 | 0 | PC | 2015-12-16 | 0 | PC
VTSOTG06111L24123S | JDZXR22-6C1 6/v3 0.1/v3 0.1/3kV |  | 121EL-VT |  |  | 129 | COMM | CS03 | Z001 | V |  | F | RM | PD | ZABB | HGQ | 3410121000 | PC |  | 1 | CNJOCHE21 | [5 empty] | 1 | 0 | PC | 2021-02-22 | 0 | PC
VTSOTG06111LL8223S | JDZXR23-10 6/√3/0.1/√3/0.1√3/0.1/3kV |  | 121EL-VT | 3GB |  | 12H | COMM | CS03 | Z001 | V |  | F | RM | PD | ZABB | HGQ | 3410121000 | PC |  | 1 | CNJOCHE21 | [5 empty] | 1 | 0 | PC | 2021-08-06 | 0 | PC
VTSOTG0611L24123S1 | JDZXR23-10 6/v3 0.1/v3 0.1/v3 0.1/3kV |  | 121EL-VT | 3GB |  | 12H | COMM | CS03 | Z001 | V |  | F | RM | PD | ZABB | HGQ | 3410121000 | PC |  | 1 | CNJOCHE21 | [5 empty] | 1 | 0 | PC | 2021-02-24 | 0 | PC
VTSOTG06222444223S | JDZXR23-6 6.6/v3 0.11/v3 0.11/v3 0.11/3k |  | 121EL-VT |  |  | B03 | COMM | CS03 | Z001 | V |  | F | RM | PD | ZABB | HGQ | 3410121000 | PC |  | 1 | CNXIHE4 | [5 empty] | 1 | 0 | PC | 2017-08-25 | 0 | PC
VTSOTG0622444223S1 | JDZXR24-6 6.6/v3 0.11/v3 0.11/v3 0.11/3k |  | 121EL-VT | 3GB |  | B12 | COMM | CS03 | Z001 | V |  | F | RM | PD | ZABB | HGQ | 3410121000 | PC |  | 1 | CNXIHE4 | [5 empty] | 1 | 0 | PC | 2017-08-25 | 0 | PC
VTSOTG07222444223S | JDZXR23-6 6.6/v3 0.11/v3 0.11/v3 0.11/3k |  | 121EL-VT | 3GB |  | B12 | COMM | CS03 | Z001 | V |  | F | RM | PD | ZABB | HGQ | 3410121000 | PC |  | 1 | CNXIHE4 | [5 empty] | 1 | 0 | PC | 2017-08-25 | 0 | PC
VTSOTG07222I44193S | JDZXR23-6 6.6/v3 0.11/v3 0.11/v3 0.11/3k |  | 121EL-VT | 3GB |  | 12H | COMM | CS03 | Z001 | V |  | F | RM | PD | ZABB | HGQ | 3410121000 | PC |  | 1 | CNGELI3 | [5 empty] | 1 | 0 | PC | 2020-02-27 | 0 | PC
VTSOTG07224II2183S | JDZXR23-10 6.6/√3/0.11/√3kV 0.2 20VA |  | 121EL-VT | 3GB |  | 12H | COMM | CS03 | Z001 | V |  | F | RM | PD | ZABB | HGQ | 3410121000 | PC |  | 1 | CNJOCHE21 | [5 empty] | 1 | 0 | PC | 2021-09-09 | 0 | PC
VTSOTG08111122283S | JDZXR23-6 6.3/v3 0.1/v3 0.1/v3 0.1/3kV |  | 121EL-VT | 3GB |  | B12 | COMM | CS03 | Z001 | V |  | F | RM | PD | ZABB | HGQ | 3410121000 | PC |  | 1 | CNXIHE4 | [5 empty] | 1 | 0 | PC | 2017-09-19 | 0 | PC
VTSOTG08111H18223S | JDZXR23-6 6.3/v3 0.1/v3 0.1/v3 0.1/3kV |  | 121EL-VT | 3GB |  | 12H | COMM | CS03 | Z001 | V |  | F | RM | PD | ZABB | HGQ | 3410121000 | PC |  | 1 | CNGELI3 | [5 empty] | 1 | 0 | PC | 2020-02-26 | 0 | PC
VTSOTG08111H24123S | JDZXR23-6 6.3/v3 0.1/v3 0.1/v3 0.1/3 kV |  | 121EL-VT | 3GB |  | 12H | COMM | CS03 | Z001 | V |  | F | RM | PD | ZABB | HGQ | 3410121000 | PC |  | 1 | CNJOCHE21 | [5 empty] | 1 | 0 | PC | 2021-01-22 | 0 | PC
VTSOTG08111I24223S | JDZXR23-6 6.3/v3 0.1/v3 0.1/v3 0.1/3kV |  | 121EL-VT | 3GB |  | B12 | COMM | CS03 | Z001 | V |  | F | RM | PD | ZABB | HGQ | 3410121000 | PC |  | 1 | CNXIHE4 | [5 empty] | 1 | 0 | PC | 2016-07-01 | 0 | PC
VTSOTG08222222123S | JDZXR23-6 6.3/v3 0.11/v3 0.11/v3 0.11/3k |  | 121EL-VT | 3GB |  | B12 | COMM | CS03 | Z001 | V |  | F | RM | PD | ZABB | HGQ | 3410121000 | PC |  | 1 | CNXIHE4 | [5 empty] | 1 | 0 | PC | 2014-03-05 | 0 | PC
VTSOTG08222222223S | JDZXR23-6 6.3/v3 0.11/v3 0.11/v3 0.11/3k |  | 121EL-VT | 3GB |  | B12 | COMM | CS03 | Z001 | V |  | F | RM | PD | ZABB | HGQ | 3410121000 | PC |  | 1 | CNXIHE4 | [5 empty] | 1 | 0 | PC | 2017-08-11 | 0 | PC
VTSOTG0822222223S1 | JDZXR23-6 6.3/v3 0.11/v3 0.11/v3 0.11/3k |  | 121EL-VT | 3GB |  | B12 | COMM | CS03 | Z001 | V |  | F | RM | PD | ZABB | HGQ | 3410121000 | PC |  | 1 | CNXIHE4 | [5 empty] | 1 | 0 | PC | 2017-10-24 | 0 | PC
VTSOTG0822222223S2 | JDZXR24-6 6.3/v3 0.11/v3 0.11/v3 0.11/ |  | 121EL-VT | 3GB |  | B12 | COMM | CS03 | Z001 | V |  | F | RM | PD | ZABB | HGQ | 3410121000 | PC |  | 1 | CNXIHE4 | [5 empty] | 1 | 0 | PC | 2017-10-24 | 0 | PC
VTSOTG08224112123S | JDZXR23-10 6.3/√3 : 0.11/√3 0.2 15VA |  | 121EL-VT | 3GB |  | 12H | COMM | CS03 | Z001 | V |  | F | RM | PD | ZABB | HGQ | 3410121000 | PC |  | 1 | CNJISU10 | [5 empty] | 1 | 0 | PC | 2021-10-08 | 0 | PC
VTSOTG10111148123S | JDZXR23-10 10/√3 //0.1/√3//0.1/√3//0.1/3 |  | 121EL-VT | 3GB |  | 12H | COMM | CS03 | Z001 | V |  | F | RM | PD | ZABB | HGQ | 3410121000 | PC |  | 1 | CNDUYAN | [5 empty] | 1 | 0 | PC | 2018-09-20 | 0 | PC
VTSOTG10111228223S | JDZXR24-10 10/√3//0.1/√3//0.1/√3//0.1/3 |  | 121EL-VT | 3GB |  | 12H | COMM | CS03 | Z001 | V |  | F | RM | PD | ZABB | HGQ | 3410121000 | PC |  | 1 | CNJISU10 | [5 empty] | 1 | 0 | PC | 2021-09-28 | 0 | PC
VTSOTG10111264223S | JDZXR23-10 10/v3 0.1/v3 0.1/v3 0.1/3kV |  | 121EL-VT | 3GB |  | B12 | COMM | CS03 | Z001 | V |  | F | RM | PD | ZABB | HGQ | 3410121000 | PC |  | 1 | CNXIHE4 | [5 empty] | 1 | 0 | PC | 2017-01-25 | 0 | PC
VTSOTG101112M8223S | JDZXR23-10 10/√3 //0.1/√3//0.1/√3//0.1/3 |  | 121EL-VT | 3GB |  | 12H | COMM | CS03 | Z001 | V |  | F | RM | PD | ZABB | HGQ | 3410121000 | PC |  | 1 | CNGELI3 | [5 empty] | 1 | 0 | PC | 2019-05-17 | 0 | PC
VTSOTG10111338223S | JDZXR23-10 10/v3 0.1/v3 0.1/v3 0.1/3kV |  | 121EL-VT |  |  | B03 | COMM | CS03 | Z001 | V |  | F | RM | PD | ZABB | HGQ | 3410121000 | PC |  | 1 | CNXIHE4 | [5 empty] | 1 | 0 | PC | 2018-01-16 | 0 | PC
VTSOTG10111444223S | JDZXR23-10 10/v3 0.1/v3 0.1/v3 0.1/3kV |  | 121EL-VT | 3GB |  | B12 | COMM | CS03 | Z001 | V |  | F | RM | PD | ZABB | HGQ | 3410121000 | PC |  | 1 | CNDUYAN | [5 empty] | 1 | 0 | PC | 2018-05-03 | 0 | PC
VTSOTG10111448223S | JDZXR23-10 10/v3 0.1/v3 0.1/v3 0.1/3kV |  | 121EL-VT | 3GB |  | B12 | COMM | CS03 | Z001 | V |  | F | RM | PD | ZABB | HGQ | 3410121000 | PC |  | 1 | CNXIHE4 | [5 empty] | 1 | 0 | PC | 2018-01-16 | 0 | PC
VTSOTG10111554223S | JDZXR23-10 10/√3 /0.1/√3/0.1/√3/0.1/3 KV |  | 121EL-VT | 3GB |  | 12H | COMM | CS03 | Z001 | V |  | F | RM | PD | ZABB | HGQ | 3410121000 | PC |  | 1 | CNGELI3 | [5 empty] | 1 | 0 | PC | 2019-11-25 | 0 | PC
VTSOTG10111LL4223S | JDZXR23-10 10/√3 //0.1/√3//0.1/√3//0.1/3 |  | 121EL-VT | 3GB |  | B12 | COMM | CS03 | Z001 | V |  | F | RM | PD | ZABB | HGQ | 3410121000 | PC |  | 1 | CNDUYAN | [5 empty] | 1 | 0 | PC | 2018-04-04 | 0 | PC
VTSOTG101144C223S1 | JDZXR23-10 10/V3 / 0.1/V3 / 0.1/V3 / 0.1 |  | 121EL-VT | 3GB |  | B12 | COMM | CS03 | Z001 | V |  | F | RM | PD | ZABB | HGQ | 3410121000 | PC |  | 1 | CNXIHE4 | [5 empty] | 1 | 0 | PC | 2017-04-27 | 0 | PC
VTSOTG11111HG4193S | JDZXR23-10 11/√3 0.1/√3kV 0.1/√3kV 0.1/3 |  | 121EL-VT | 3GB |  | 12H | COMM | CS03 | Z001 | V |  | F | RM | PD | ZABB | HGQ | 3410121000 | PC |  | 1 | CNDUYAN | [5 empty] | 1 | 0 | PC | 2020-12-22 | 0 | PC
VTSOTG11111II4283S | JDZXR23-10 11/v3 0.1/v3 0.1/v3 0.1/3k W. |  | 121EL-VT | 3GB |  | B12 | COMM | CS03 | Z001 | V |  | F | RM | PD | ZABB | HGQ | 3410121000 | PC |  | 1 | T_GUIHUA_YE | [5 empty] | 1 | 0 | PC | 2014-03-14 | 0 | PC
VTSOTG1120-H0C0S-1 | JDZXR22-10C1 11/v3 0.11/v3kV;25VA/CL0.2＆ |  | 121EL-VT |  |  | 129 | COMM | CS03 | Z001 | V |  | F | RM | PD | ZABB | HGQ | 3410121000 | PC |  | 1 | CNDUYAN | [5 empty] | 1 | 0 | PC | 2020-06-17 | 0 | PC
VTSOTG1122222I113 | JDZX22-10W-N 11/V3 0.11/V3 0.11/V3 0.11/ |  | 121EL-VT | 3GB |  | B12 | COMM | CS03 | Z001 | V |  | F | RM | PD | ZABB | HGQ | 3410121000 | PC |  | 1 | CNSHZEN2 | [5 empty] | 1 | 0 | PC | 2017-01-18 | 0 | PC
VTSOTG112222II183 | JDZX22-10W-N 11/V3 0.11/V3 0.11/V3 0.11/ |  | 121EL-VT | 3GB |  | B12 | COMM | CS03 | Z001 | V |  | F | RM | PD | ZABB | HGQ | 3410121000 | PC |  | 1 | CNSHZEN2 | [5 empty] | 1 | 0 | PC | 2017-01-18 | 0 | PC
VTSOTG11222I24123 | JDZX23-10 11/v3 0.11/v3 0.11/v3 0.11/3kV |  | 121EL-VT | 3GB |  | B12 | COMM | CS03 | Z001 | V |  | F | RM | PD | ZABB | HGQ | 3410121000 | PC |  | 1 | CNSHZEN2 | [5 empty] | 1 | 0 | PC | 2016-12-23 | 0 | PC
VTSOTG11222I44193S | JDZXR23-10 11/v3 0.11/v3 0.11/v3 0.11/3k |  | 121EL-VT | 3GB |  | 12H | COMM | CS03 | Z001 | V |  | F | RM | PD | ZABB | HGQ | 3410121000 | PC |  | 1 | CNGELI3 | [5 empty] | 1 | 0 | PC | 2020-03-10 | 0 | PC
VTSOTG11222II4283S | JDZXR23-10 11/v3 0.11/v3 0.11/v3 0.11/3k |  | 121EL-VT | 3GB |  | B12 | COMM | CS03 | Z001 | V |  | F | RM | PD | ZABB | HGQ | 3410121000 | PC |  | 1 | CNXIHE4 | [5 empty] | 1 | 0 | PC | 2014-03-04 | 0 | PC
VTSOTG14222448233S | JDZXR23-10 10.5/v3 0.11/v3 0.11/v3 0.11/ |  | 121EL-VT | 3GB |  | B12 | COMM | CS03 | Z001 | V |  | F | RM | PD | ZABB | HGQ | 3410121000 | PC |  | 1 | CNXIHE4 | [5 empty] | 1 | 0 | PC | 2014-06-27 | 0 | PC
VTSOTG20111244123S | JDZX25-20NG-N 20/v3 0.1/v3 0.1/v3 0.1/3k |  | 121EL-VT | 3GB |  | B12 | COMM | CS03 | Z001 | V |  | F | RM | PD | ZABB | HGQ | 3410121000 | PC |  | 1 | CNDUYAN | [5 empty] | 1 | 0 | PC | 2018-06-22 | 0 | PC
VTSOTG20111I24123S | JDZX25-20NG-N 20/v3 0.1/v3 0.1/v3 0.1/3k |  | 121EL-VT | 3GB |  | B12 | COMM | CS03 | Z001 | V |  | F | RM | PD | ZABB | HGQ | 3410121000 | PC |  | 1 | CNDUYAN | [5 empty] | 1 | 0 | PC | 2018-06-07 | 0 | PC
VTSOTG20111I24193S | JDZXR26-20 20/v3 0.1/v3 0.1/v3 0.1/3kV |  | 121EL-VT | 3GB |  | 12H | COMM | CS03 | Z001 | V |  | F | RM | PD | ZABB | HGQ | 3410121000 | PC |  | 1 | CNJOCHE21 | [5 empty] | 1 | 0 | PC | 2021-05-21 | 0 | PC
VTSOTG20222I22121S | JDZXR26-20 20/v3 0.11/v3 0.11/v3 0.11/3k |  | 121EL-VT | 3GB |  | 12H | COMM | CS03 | Z001 | V |  | F | RM | PD | ZABB | HGQ | 3410121000 | PC |  | 1 | CNJOCHE21 | [5 empty] | 1 | 0 | PC | 2021-03-25 | 0 | PC
VTSOTG22222I2L283S | JDZXR26-20 22/V3:0.11/V3:0.11/V3:0.11/3 |  | 121EL-VT | 3GB |  | 12H | COMM | CS03 | Z001 | V |  | F | RM | PD | ZABB | HGQ | 3410121000 | PC |  | 1 | CNDUYAN | [5 empty] | 1 | 0 | PC | 2020-11-16 | 0 | PC
VTSOTG22224LHH223S | JDZXR26-20 22/V3:0.11/V3:0.11/V3:0.11/V3 |  | 121EL-VT | 3GB |  | 12H | COMM | CS03 | Z001 | V |  | F | RM | PD | ZABB | HGQ | 3410121000 | PC |  | 1 | CNJOCHE21 | [5 empty] | 1 | 0 | PC | 2020-12-25 | 0 | PC
VTSOTG22224LLL123S | JDZXR26-20 22/V3:0.11/V3:0.11/V3:0.11/V3 |  | 121EL-VT | 3GB |  | 12H | COMM | CS03 | Z001 | V |  | F | RM | PD | ZABB | HGQ | 3410121000 | PC |  | 1 | CNDUYAN | [5 empty] | 1 | 0 | PC | 2020-11-16 | 0 | PC
VTSOTG24221L22283S | JDZXR26-20 24kV:√3/110V:√3/ 110V:√3/ 110 |  | 121EL-VT | 3GB |  | 12H | COMM | CS03 | Z001 | V |  | F | RM | PD | ZABB | HGQ | 3410121000 | PC |  | 1 | CNJOCHE21 | [5 empty] | 1 | 0 | PC | 2020-09-27 | 0 | PC
VTSOTG24222GG4283S | JDZXR26-20 24/v3 0.11/v3 0.11/v3 0.11/3 |  | 121EL-VT | 3GB |  | B12 | COMM | CS03 | Z001 | V |  | F | RM | PD | ZABB | HGQ | 3410121000 | PC |  | 1 | CNXIHE4 | [5 empty] | 1 | 0 | PC | 2017-06-12 | 0 | PC
VTSOTG24224III223S | JDZXR26-20 24/V3/0.11/V3/0.11/V3/0.11/V3 |  | 121EL-VT | 3GB |  | 12H | COMM | CS03 | Z001 | V |  | F | RM | PD | ZABB | HGQ | 3410121000 | PC |  | 1 | CNJOCHE21 | [5 empty] | 1 | 0 | PC | 2021-03-15 | 0 | PC
VTSOTG24224L22223S | JDZXR26-20 24:V3/0,11:V3/0,11:V3/0.11/V3 |  | 121EL-VT | 3GB |  | 12H | COMM | CS03 | Z001 | V |  | F | RM | PD | ZABB | HGQ | 3410121000 | PC |  | 1 | CNGELI3 | [5 empty] | 1 | 0 | PC | 2020-04-07 | 0 | PC
VTSOTG24444GG4283S | JDZX15-20R 24/v3 0.11/v3 0.11/v3 0.11/3 |  | 121EL-VT |  |  | B03 | COMM | CS03 | Z001 | V |  | F | RM | PD | ZABB | HGQ | 3410121000 | PC |  | 1 | CNXIHE4 | [5 empty] | 1 | 0 | PC | 2017-06-07 | 0 | PC
VTSOTG33111I44183S | JDZXR22-35C 33/V3 0.1/V3 0.1/V3 0.1/3KV |  | 121EL-VT | 3GB |  | 12H | COMM | CS03 | Z001 | V |  | F | RM | PD | ZABB | HGQ | 3410121000 | PC |  | 1 | CNGELI3 | [5 empty] | 1 | 0 | PC | 2018-11-09 | 0 | PC
VTSOTG33111II41131 | JDZXR22-35C 33/V3¦0.1/V3¦0.1/V3¦0.1/3KV |  | 121EL-VT | 3GB |  | B12 | COMM | CS03 | Z001 | V |  | F | RM | PD | ZABB | HGQ | 3410121000 | PC |  | 1 | T_GUIHUA_YE | [5 empty] | 1 | 0 | PC | 2013-05-28 | 0 | PC
VTSOTG33222221183S | JDZXR23-35 33/v3 0.11/v3 0.11/v3 0.11/v3 |  | 121EL-VT | 3GB |  | 12H | COMM | CS03 | Z001 | V |  | F | RM | PD | ZABB | HGQ | 3410121000 | PC |  | 1 | CNGELI3 | [5 empty] | 1 | 0 | PC | 2020-02-27 | 0 | PC
VTSOTG33222222283S | JDZXR22-35C 33/v3 0.11/v3 0.11/v3 0.11/3 |  | 121EL-VT | 3GB |  | B12 | COMM | CS03 | Z001 | V |  | F | RM | PD | ZABB | HGQ | 3410121000 | PC |  | 1 | CNDUYAN | [5 empty] | 1 | 0 | PC | 2019-01-24 | 0 | PC
VTSOTG33222228121S | JDZXR22-35C 33/V3¦0.11/V3¦0.11/V3¦0.11/3 |  | 121EL-VT |  |  | B03 | COMM | CS03 | Z001 | V |  | F | RM | PD | ZABB | HGQ | 3410121000 | PC |  | 1 | CNXIHE4 | [5 empty] | 1 | 0 | PC | 2016-04-25 | 0 | PC
VTSOTG33222228191S | JDZX22-35W 33/v3 0.11/v3 0.11/v3 0.11/3k |  | 121EL-VT | 3GB |  | B12 | COMM | CS03 | Z001 | V |  | F | RM | PD | ZABB | HGQ | 3410121000 | PC |  | 1 | CNXIHE4 | [5 empty] | 1 | 0 | PC | 2015-05-07 | 0 | PC
VTSOTG33222242181S | JDZXR22-35C 33/v3 0.11/v3 0.11/v3 0.11/3 |  | 121EL-VT | 3GB |  | B12 | COMM | CS03 | Z001 | V |  | F | RM | PD | ZABB | HGQ | 3410121000 | PC |  | 1 | CNXIHE4 | [5 empty] | 1 | 0 | PC | 2017-10-10 | 0 | PC
VTSOTG33222IG2181S | JDZXR22-35C 33/v3 0.11/v3 0.11/v3 0.11/3 |  | 121EL-VT | 3GB |  | B12 | COMM | CS03 | Z001 | V |  | F | RM | PD | ZABB | HGQ | 3410121000 | PC |  | 1 | T_GUIHUA_YE | [5 empty] | 1 | 0 | PC | 2015-01-29 | 0 | PC
VTSOTG33222LLL223S | JDZXR22-35C 33/V3,0.11/V3,0.11V3,0.11/3k |  | 121EL-VT | 3GB |  | 12H | COMM | CS03 | Z001 | V |  | F | RM | PD | ZABB | HGQ | 3410121000 | PC |  | 1 | CNJISU10 | [5 empty] | 1 | 9 | PC | 2021-10-26 | 0 | PC
VTSOTG335224HH223S | JDZXR22-35C 35:√3/0,11: √3/0,11: √3 / 0 |  | 121EL-VT | 3GB |  | 12H | COMM | CS03 | Z001 | V |  | F | RM | PD | ZABB | HGQ | 3410121000 | PC |  | 1 | CNJOCHE21 | [5 empty] | 1 | 0 | PC | 2021-01-25 | 0 | PC
VTSOTG34111LLL183S | JDZXR22-35C 34.5/V3 0.1/V3 0.1/V3 0.1/3K |  | 121EL-VT |  |  | 129 | COMM | CS03 | Z001 | V |  | F | RM | PD | ZABB | HGQ | 3410121000 | PC |  | 1 | CNDUYAN | [5 empty] | 1 | 0 | PC | 2018-07-03 | 0 | PC
VTSOTG34222114283S | JDZXR22-35C 34.5/v3 0.11/v3 0.11/ v3 0.1 |  | 121EL-VT | 3GB |  | B12 | COMM | CS03 | Z001 | V |  | F | RM | PD | ZABB | HGQ | 3410121000 | PC |  | 1 | CNXIHE4 | [5 empty] | 1 | 0 | PC | 2017-03-07 | 0 | PC
VTSOTG34337114183S | JDZXR22-35C 34.5/v3 0.12/v3 0.12/v3 0.12 |  | 121EL-VT | 3GB |  | 12H | COMM | CS03 | Z001 | V |  | F | RM | PD | ZABB | HGQ | 3410121000 | PC |  | 1 | CNJOCHE21 | [5 empty] | 1 | 0 | PC | 2020-07-03 | 0 | PC
VTSOTG3488C22L113S | JDZXR22-35C 34.5/v3 0.115/v3 0.115/v3 0. |  | 121EL-VT | 3GB |  | 12H | COMM | CS03 | Z001 | V |  | F | RM | PD | ZABB | HGQ | 3410121000 | PC |  | 1 | CNGELI3 | [5 empty] | 1 | 0 | PC | 2019-11-26 | 0 | PC
VTSOTG3488CLLL183S | JDZXR22-35C 34.5/v3 0.115/v3 0.115/v3 0. |  | 121EL-VT |  |  | 129 | COMM | CS03 | Z001 | V |  | F | RM | PD | ZABB | HGQ | 3410121000 | PC |  | 1 | CNJISU10 | [5 empty] | 1 | 0 | PC | 2022-04-15 | 0 | PC
VTSOTG3488CLLL483S | JDZXR22-35C 34.5/v3 0.115/v3 0.115/v3 |  | 121EL-VT | 3GB |  | 12H | COMM | CS03 | Z001 | V |  | F | RM | PD | ZABB | HGQ | 3410121000 | PC |  | 1 | CNJOCHE21 | [5 empty] | 1 | 0 | PC | 2021-08-16 | 0 | PC
VTSOTG35111122123S | JDZXR22-35C 35/√3 //0.1/√3//0.1/√3//0.1/ |  | 121EL-VT | 3GB |  | B12 | COMM | CS03 | Z001 | V |  | F | RM | PD | ZABB | HGQ | 3410121000 | PC |  | 1 | CNDUYAN | [5 empty] | 1 | 0 | PC | 2018-09-20 | 0 | PC
VTSOTG35111224123S | JDZXR22-35C 35/v3 0.1/v3 0.1/v3 0.1/3kV |  | 121EL-VT | 3GB |  | B12 | COMM | CS03 | Z001 | V |  | F | RM | PD | ZABB | HGQ | 3410121000 | PC |  | 1 | CNXIHE4 | [5 empty] | 1 | 0 | PC | 2014-06-03 | 0 | PC
VTSOTG35111258223S | JDZXR22-35C 35/√3 //0.1/√3//0.1/√3//0.1/ |  | 121EL-VT | 3GB |  | 12H | COMM | CS03 | Z001 | V |  | F | RM | PD | ZABB | HGQ | 3410121000 | PC |  | 1 | CNGELI3 | [5 empty] | 1 | 0 | PC | 2019-05-17 | 0 | PC
VTSOTG35111264223S | JDZXR22-35C 35/v3 0.1/v3 0.1/v3 0.1/3 kV |  | 121EL-VT | 3GB |  | B12 | COMM | CS03 | Z001 | V |  | F | RM | PD | ZABB | HGQ | 3410121000 | PC |  | 1 | CNXIHE4 | [5 empty] | 1 | 0 | PC | 2017-02-16 | 0 | PC
VTSOTG351112G8123S | JDZX23-35R 35/v3 0.1/v3 0.1/v3 0.1/3kV 0 |  | 121EL-VT | 3GB |  | B12 | COMM | CS03 | Z001 | V |  | F | RM | PD | ZABB | HGQ | 3410121000 | PC |  | 1 | T_GUIHUA_YE | [5 empty] | 1 | 0 | PC | 2016-03-02 | 0 | PC
VTSOTG35111HHH183S | JDZXR22-35C 35/v3 0.1/v3 0.1/v3 0.1/3 kV |  | 121EL-VT | 3GB |  | B12 | COMM | CS03 | Z001 | V |  | F | RM | PD | ZABB | HGQ | 3410121000 | PC |  | 1 | CNXIHE4 | [5 empty] | 1 | 0 | PC | 2017-03-22 | 0 | PC
VTSOTG35111I28123S | JDZXR22-35C 35/v3 0.1/v3 0.1/v3 0.1/3kV |  | 121EL-VT | 3GB |  | B12 | COMM | CS03 | Z001 | V |  | F | RM | PD | ZABB | HGQ | 3410121000 | PC |  | 1 | CNXIHE4 | [5 empty] | 1 | 0 | PC | 2018-01-22 | 0 | PC
VTSOTG35111II4223S | JDZXR22-35C 35/v3/0.1/v3/0.1/v3/0.1/3kV |  | 121EL-VT | 3GB |  | B12 | COMM | CS03 | Z001 | V |  | F | RM | PD | ZABB | HGQ | 3410121000 | PC |  | 1 | CNXIHE4 | [5 empty] | 1 | 0 | PC | 2016-01-08 | 0 | PC
VTSOTG35111II8123S | JDZXR22-35C 35/√3 //0.1/√3//0.1/√3//0.1/ |  | 121EL-VT | 3GB |  | 12H | COMM | CS03 | Z001 | V |  | F | RM | PD | ZABB | HGQ | 3410121000 | PC |  | 1 | CNGELI3 | [5 empty] | 1 | 0 | PC | 2020-03-20 | 0 | PC
VTSOTG35111LL4123S | JDZXR22-35C 35/v3 0.1/v3 0.1/v3 0.1/3 kV |  | 121EL-VT | 3GB |  | 12H | COMM | CS03 | Z001 | V |  | F | RM | PD | ZABB | HGQ | 3410121000 | PC |  | 1 | CNGELI3 | [5 empty] | 1 | 0 | PC | 2020-02-27 | 0 | PC
VTSOTG35111LL4183S | JDZXR22-35C 35/v3 0.1/v3 0.1/v3 0.1/3 kV |  | 121EL-VT | 3GB |  | 12H | COMM | CS03 | Z001 | V |  | F | RM | PD | ZABB | HGQ | 3410121000 | PC |  | 1 | CNDUYAN | [5 empty] | 1 | 0 | PC | 2020-09-09 | 0 | PC
VTSOTG35111LL41P3S | JDZXR22-35C 35/v3 0.1/v3 0.1/v3 0.1/3 kV |  | 121EL-VT |  |  | 129 | COMM | CS03 | Z001 | V |  | F | RM | PD | ZABB | HGQ | 3410121000 | PC |  | 1 | CNGELI3 | [5 empty] | 1 | 0 | PC | 2020-02-26 | 0 | PC
VTSOTG35222112283S | JDZXR22-35C 35/v3 0.11/v3 0.11/v3 0.11/3 |  | 121EL-VT | 3GB |  | B12 | COMM | CS03 | Z001 | V |  | F | RM | PD | ZABB | HGQ | 3410121000 | PC |  | 1 | CNXIHE4 | [5 empty] | 1 | 0 | PC | 2015-12-22 | 0 | PC
VTSOTG35222222283S | JDZXR22-35C 35/v3 0.11/v3 0.11/v3 0.11/3 |  | 121EL-VT | 3GB |  | B12 | COMM | CS03 | Z001 | V |  | F | RM | PD | ZABB | HGQ | 3410121000 | PC |  | 1 | CNDUYAN | [5 empty] | 1 | 0 | PC | 2018-11-29 | 0 | PC
VTSOTG35222444283S | JDZXR22-35C 36.5/v3 0.11/v3 0.11/v3 0.11 |  | 121EL-VT | 3GB |  | B12 | COMM | CS03 | Z001 | V |  | F | RM | PD | ZABB | HGQ | 3410121000 | PC |  | 1 | CNXIHE4 | [5 empty] | 1 | 0 | PC | 2016-12-28 | 0 | PC
VTSOTG352224HH283S | JDZXR22-35C 35:√3/0,11: √3/0,11: √3 / 0 |  | 121EL-VT | 3GB |  | 12H | COMM | CS03 | Z001 | V |  | F | RM | PD | ZABB | HGQ | 3410121000 | PC |  | 1 | CNJISU10 | [5 empty] | 1 | 0 | PC | 2021-11-19 | 0 | PC
VTSOTG35222I22283S | JDZXR22-35C 35/v3 0.11/v3 0.11/v3 0.11 |  | 121EL-VT | 3GB |  | 12H | COMM | CS03 | Z001 | V |  | F | RM | PD | ZABB | HGQ | 3410121000 | PC |  | 1 | CNGELI3 | [5 empty] | 1 | 0 | PC | 2019-08-16 | 0 | PC
VTSOTG36111LLL183S | JDZXR22-35C 36/V3 0.1/V3 0.1/V3 0.1/3K |  | 121EL-VT | 3GB |  | B12 | COMM | CS03 | Z001 | V |  | F | RM | PD | ZABB | HGQ | 3410121000 | PC |  | 1 | CNDUYAN | [5 empty] | 1 | 0 | PC | 2018-07-03 | 0 | PC
VTSOTG38222-L22283 | JDZXR22-35C 38.5/√3/0.11/√3/0.11/√3/ |  | 121EL-VT | 3GB |  | 12H | COMM | CS03 | Z001 | V |  | F | RM | PD | ZABB | HGQ | 3410121000 | PC |  | 1 | CNDUYAN | [5 empty] | 1 | 0 | PC | 2020-06-17 | 0 | PC
VTSOTG38222III283S | JDZXR22-35C 38.5/v3 0.11/v3 0.11/v3 0.11 |  | 121EL-VT | 3GB |  | 12H | COMM | CS03 | Z001 | V |  | F | RM | PD | ZABB | HGQ | 3410121000 | PC |  | 1 | CNGELI3 | [5 empty] | 1 | 0 | PC | 2019-07-01 | 0 | PC
VTSOTG4199HI24183S | JDZXR23-6 4.16/v3 0.23/v3 0.23/v3 0.23/3 |  | 121EL-VT | 3GB |  | B12 | COMM | CS03 | Z001 | V |  | F | RM | PD | ZABB | HGQ | 3410121000 | PC |  | 1 | CNXIHE4 | [5 empty] | 1 | 0 | PC | 2017-12-11 | 0 | PC
VTSOTG4199HI24193S | JDZXR23-6 4.16/v3 0.23/v3 0.23/v3 0.23/3 |  | 121EL-VT | 3GB |  | B12 | COMM | CS03 | Z001 | V |  | F | RM | PD | ZABB | HGQ | 3410121000 | PC |  | 1 | CNXIHE4 | [5 empty] | 1 | 0 | PC | 2018-01-05 | 0 | PC
VTSOTG42111122283S | JDZXR26-20 22/v3 0.11/v3 0.11/v3 0.11/3 |  | 121EL-VT | 3GB |  | B12 | COMM | CS03 | Z001 | V |  | F | RM | PD | ZABB | HGQ | 3410121000 | PC |  | 1 | CNDUYAN | [5 empty] | 1 | 0 | PC | 2018-12-28 | 0 | PC
VTSOTG4220-4020S-1 | JDZXR26-20 22/V3:0.11/V3 |  | 121EL-VT | 3GB |  | 12H | COMM | CS03 | Z001 | V |  | F | RM | PD | ZABB | HGQ | 3410121000 | PC |  | 1 | CNDUYAN | [5 empty] | 1 | 0 | PC | 2020-06-17 | 0 | PC
VTSOTG42222I24123S | JDZXR26-20 22/v3 0.11/v3 0.11/v3 0.11/3k |  | 121EL-VT | 3GB |  | 12H | COMM | CS03 | Z001 | V |  | F | RM | PD | ZABB | HGQ | 3410121000 | PC |  | 1 | CNSHZHA9 | [5 empty] | 1 | 0 | PC | 2018-11-21 | 0 | PC
VTSOTG42224222223S | JDZXR26-20 22/V3:0.11/V3:0.11/V3:0.11/V3 |  | 121EL-VT | 3GB |  | 12H | COMM | CS03 | Z001 | V |  | F | RM | PD | ZABB | HGQ | 3410121000 | PC |  | 1 | CNGELI3 | [5 empty] | 1 | 0 | PC | 2020-03-17 | 0 | PC
VTSOTG42224HHH223S | JDZXR26-20 22/V3 0.11/V3 0.11/V3 0.11/V3 |  | 121EL-VT | 3GB |  | B12 | COMM | CS03 | Z001 | V |  | F | RM | PD | ZABB | HGQ | 3410121000 | PC |  | 1 | CNDUYAN | [5 empty] | 1 | 0 | PC | 2018-11-28 | 0 | PC
VTSOTG4224-II23S-1 | JDZXR26-20 22/V3:0.11/V3：0.11/V3 |  | 121EL-VT | 3GB |  | 12H | COMM | CS03 | Z001 | V |  | F | RM | PD | ZABB | HGQ | 3410121000 | PC |  | 1 | CNDUYAN | [5 empty] | 1 | 0 | PC | 2020-05-21 | 0 | PC
VTSOTG4224-II23S-2 | JDZXR26-20,22/V3:0.11/V3:0.11/V3 |  | 121EL-VT | 3GB |  | 12H | COMM | CS03 | Z001 | V |  | F | RM | PD | ZABB | HGQ | 3410121000 | PC |  | 1 | CNDUYAN | [5 empty] | 1 | 0 | PC | 2020-05-22 | 0 | PC
VTSOTG4337-1113S-1 | JDZXR22-10C1 13.2/v3 0.12/v3kV 0.12/3kV |  | 121EL-VT | 3GB |  | 12H | COMM | CS03 | Z001 | V |  | F | RM | PD | ZABB | HGQ | 3410121000 | PC |  | 1 | CNDUYAN | [5 empty] | 1 | 0 | PC | 2020-06-23 | 0 | PC
VTSOTG44111444283S | JDZXR26-20 13.8/v3 0.1/v3 0.1/v3 0.1/3kV |  | 121EL-VT | 3GB |  | 12H | COMM | CS03 | Z001 | V |  | F | RM | PD | ZABB | HGQ | 3410121000 | PC |  | 1 | CNXIHE4 | [5 empty] | 1 | 0 | PC | 2017-01-06 | 0 | PC
VTSOTG44222I22283S | JDZXR22-35C 13.8/v3 0.11/v3 0.11/v3 0.11 |  | 121EL-VT |  |  | 129 | COMM | CS03 | Z001 | V |  | F | RM | PD | ZABB | HGQ | 3410121000 | PC |  | 1 | CNGELI3 | [5 empty] | 1 | 0 | PC | 2019-08-16 | 0 | PC
VTSOTG4477CLLLCC3S | JDZXR23-10 13.8/√3/0.115/√3kV 0.115/√3kV |  | 121EL-VT | 3GB |  | 12H | COMM | CS03 | Z001 | V |  | F | RM | PD | ZABB | HGQ | 3410121000 | PC |  | 1 | CNSUYOU1 | [5 empty] | 1 | 0 | PC | 2021-06-23 | 0 | PC
VTSOTG46222H44133S | JDZX23-35R 30/v3 0.11/v3 0.11/v3 0.11/3k |  | 121EL-VT | 3GB |  | B12 | COMM | CS03 | Z001 | V |  | F | RM | PD | ZABB | HGQ | 3410121000 | PC |  | 1 | CNXIHE4 | [5 empty] | 1 | 0 | PC | 2015-06-26 | 0 | PC
VTSOTG4622B222191S | JDZXR22-35C 30/v3 0.11/v3 0.11/v3 0.11kV |  | 121EL-VT | 3GB |  | 12H | COMM | CS03 | Z001 | V |  | F | RM | PD | ZABB | HGQ | 3410121000 | PC |  | 1 | CNJOCHE21 | [5 empty] | 1 | 0 | PC | 2021-12-24 | 0 | PC
VTSOTG4622BI22191S | JDZXR22-35C 30/v3 0.11/v3 0.11/v3 0.11kV |  | 121EL-VT |  |  | 129 | COMM | CS03 | Z001 | V |  | F | RM | PD | ZABB | HGQ | 3410121000 | PC |  | 1 | CNJOCHE21 | [5 empty] | 1 | 0 | PC | 2021-08-05 | 0 | PC
VTSOTG67222444223S | JDZXR22-35C 36.5/v3 0.11/v3 0.11/v3 0.11 |  | 121EL-VT | 3GB |  | B12 | COMM | CS03 | Z001 | V |  | F | RM | PD | ZABB | HGQ | 3410121000 | PC |  | 1 | CNDUYAN | [5 empty] | 1 | 0 | PC | 2018-04-24 | 0 | PC
VTSOTG67222444283S | JDZXR22-35C 36.5/v3 0.11/v3 0.11/v3 0.11 |  | 121EL-VT | 3GB |  | B12 | COMM | CS03 | Z001 | V |  | F | RM | PD | ZABB | HGQ | 3410121000 | PC |  | 1 | CNXIHE4 | [5 empty] | 1 | 0 | PC | 2016-11-04 | 0 | PC
VTSOTG67222KKK283S | JDZXR22-35C 36.5:√3 / 0.11/√3 / 0.11/√3 |  | 121EL-VT | 3GB |  | 12H | COMM | CS03 | Z001 | V |  | F | RM | PD | ZABB | HGQ | 3410121000 | PC |  | 1 | CNJOCHE21 | [5 empty] | 1 | 0 | PC | 2021-03-16 | 0 | PC
VTSOTG6722444283S1 | JDZXR22-35C 36.5/V3 0.11/V3 0.11/V3 0.11 |  | 121EL-VT | 3GB |  | B12 | COMM | CS03 | Z001 | V |  | F | RM | PD | ZABB | HGQ | 3410121000 | PC |  | 1 | CNXIHE4 | [5 empty] | 1 | 0 | PC | 2017-03-04 | 0 | PC
VTSOTG6722444283S2 | JDZXR22-35C 36.5/v3 0.11/v3 0.11/v3 0.11 |  | 121EL-VT | 3GB |  | 12H | COMM | CS03 | Z001 | V |  | F | RM | PD | ZABB | HGQ | 3410121000 | PC |  | 1 | CNGELI3 | [5 empty] | 1 | 0 | PC | 2018-10-31 | 0 | PC
VTSOTG67224HHH123S | JDZXR22-35C 36.5/V3 0.11/V3 0.11/V3 0.11 |  | 121EL-VT | 3GB |  | B12 | COMM | CS03 | Z001 | V |  | F | RM | PD | ZABB | HGQ | 3410121000 | PC |  | 1 | CNXIHE4 | [5 empty] | 1 | 0 | PC | 2017-12-26 | 0 | PC
VTSOTT42224112223S | URED-20 22/v3 .11/v3 .11/v3 .11/v3KV 0.5 |  | 121EL-VT |  |  | 129 | COMM | CS03 | Z001 | V |  | F | RM | PD | ZABB | HGQ | 3410121000 | PC |  | 1 | CNGELI3 | [5 empty] | 1 | 0 | PC | 2019-01-18 | 0 | PC
VTSOTT42224L11223S | URED-20 22/v3 .11/v3 .11/v3 .11/v3KV 0.5 |  | 121EL-VT | 3GB |  | S52 | COMM | CS03 | Z001 | V |  | F | RM | PD | ZABB | HGQ | 3410121000 | PC |  | 1 | CNGELI3 | [5 empty] | 1 | 0 | PC | 2019-01-21 | 0 | PC
VTSS-1011-2421 | RELZ10 10000/v3¦100/v3¦100/3 V |  | 121EL | HJE |  | 12H | COMM | CS03 | Z001 | V |  | F | EL | PD | ZABB | HGQ | 3410120000 | PC |  | 1 | Y_PPM_01 | [5 empty] | 1 | 0 | PC | 2007-12-04 | 0 | PC
VTSS-D0611-4421 | JDZX10-6C1G-N 6/v3¦.1/v3¦.1/3KV 0.5/6P |  | 121EL-VT |  |  | B03 | COMM | CS03 | Z001 | V |  | F | RM | PD | ZABB | HGQ | 3410121000 | PC |  | 1 | CNXIHE4 | [5 empty] | 1 | 0 | PC | 2010-04-21 | 0 | PC
VTSS-D0611-4423 | JDZX10-6C1G-A 6/v3¦.1/v3¦.1/3kV 0.5/3P |  | 121EL-VT | 3GB |  | 12H | COMM | CS03 | Z001 | V |  | F | RM | PD | ZABB | HGQ | 3410121000 | PC |  | 1 | CNXIHE4 | [5 empty] | 1 | 0 | PC | 2009-12-10 | 0 | PC
VTSS-D0611-H413 | JDZX10-6C1G-N 6/v3¦.1/v3¦.1/3KV 0.2/3P |  | 121EL | 3GB |  | 12H | COMM | CS03 | Z001 | V |  | F | EL | PD | ZABB | HGQ | 3410120000 | PC |  | 1 | Y_PPM_01 | [5 empty] | 1 | 0 | PC | 2007-12-04 | 0 | PC
VTSS-D0611-I413 | JDZX10-6C1G-A 6/v3 .1/v3 .1/3kV 0.2/3P |  | 121EL-VT | 3GB |  | 12H | COMM | CS03 | Z001 | V |  | F | RM | PD | ZABB | HGQ | 3410121000 | PC |  | 1 | CNSOLIN2 | [5 empty] | 1 | 0 | PC | 2015-04-09 | 0 | PC
VTSS-D0722-2223 | JDZX10-6C1G-A 6600/v3 110/v3 110/3 V |  | 121EL-VT | 3GB |  | 12H | COMM | CS03 | Z001 | V |  | F | RM | PD | ZABB | HGQ | 3410121000 | PC |  | 1 | CNADDEN | [5 empty] | 1 | 0 | PC | 2020-09-17 | 0 | PC
VTSS-D0811-4421 | JDZX10-6C1G-N 6.3/v3¦.1/v3¦.1/3KV 0.5/6P |  | 121EL-VT | 3GB |  | 12H | COMM | CS03 | Z001 | V |  | F | RM | PD | ZABB | HGQ | 3410121000 | PC |  | 1 | CNXIHE4 | [5 empty] | 1 | 0 | PC | 2010-04-28 | 0 | PC
VTSS-D1010-5020 | JDZX10-10C1G-N 10/v3¦.1/v3kV 0.5/60VA |  | 121EL | 3GB |  | 12H | COMM | CS03 | Z001 | V |  | F | RM | PD | ZABB | HGQ | 3410121000 | PC |  | 1 | CNXIHE4 | [5 empty] | 1 | 0 | PC | 2008-11-28 | 0 | PC
VTSS-D1011-4423 | JDZX10-10C1G-N 10/v3¦.1/v3¦.1/3kV 0.5/3P |  | 121EL-VT | 3GB |  | 12H | COMM | CS03 | Z001 | V |  | F | RM | PD | ZABB | HGQ | 3410121000 | PC |  | 1 | CNXIHE4 | [5 empty] | 1 | 6 | PC | 2009-09-11 | 0 | PC
VTSS-D1011-4423-1 | JDZX10-10C1G-A 10/v3 0.1/v3 0.1/3kV |  | 121EL-VT | 3GB |  | 12H | COMM | CS03 | Z001 | V |  | F | RM | PD | ZABB | HGQ | 3410121000 | PC |  | 1 | CNXIHE4 | [5 empty] | 1 | 0 | PC | 2014-12-19 | 0 | PC
VTSS-D1011-5423 | JDZX10-10C1G-N 10/v3¦.1/v3¦.1/3kV 60VA/C |  | 121EL | 3GB |  | 12H | COMM | CS03 | Z001 | V |  | F | EL | PD | ZABB | HGQ | 3410120000 | PC |  | 1 | Y_PPM_01 | [5 empty] | 1 | 0 | PC | 2007-12-04 | 0 | PC
VTSS-D1011-5423-1 | JDZX10-10C1G-A 10/v3¦.1/v3¦.1/3kV 60VA/C |  | 121EL | 3GB |  | 12H | COMM | CS03 | Z001 | V |  | F | EL | PD | ZABB | HGQ | 3410120000 | PC |  | 1 | Y_PPM_01 | [5 empty] | 1 | 0 | PC | 2007-12-04 | 0 | PC
VTSS-D1011-5J23 | JDZX10-10C1G-N 10/v3¦.1/v3¦.1/3kV 0.5/3P |  | 121EL | 3GB |  | 12H | COMM | CS03 | Z001 | V |  | F | EL | PD | ZABB | HGQ | 3410120000 | PC |  | 1 | Y_PPM_01 | [5 empty] | 1 | 0 | PC | 2007-12-04 | 0 | PC
VTSS-D1011-H413 | JDZX10-10C1G-N 10/v3¦.1/v3¦.1/3KV 0.2/3P |  | 121EL | 3GB |  | 12H | COMM | CS03 | Z001 | V |  | F | EL | PD | ZABB | HGQ | 3410120000 | PC |  | 1 | Y_PPM_01 | [5 empty] | 1 | 0 | PC | 2007-12-04 | 0 | PC
VTSS-D10111-2G4123 | JDZX11-10S 10000/v3¦100/v3¦100/v3¦100/3V |  | 121EL | 3GB |  | 12H | COMM | CS03 | Z001 | V |  | F | EL | PD | ZABB | HGQ | 3410120000 | PC |  | 1 | Y_PPM_01 | [5 empty] | 1 | 0 | PC | 2007-12-04 | 0 | PC
VTSS-D1411-H413 | JDZX10-10C1G-N 10.5/v3¦.1/v3¦.1/3KV |  | 121EL-VT | 3GB |  | 12H | COMM | CS03 | Z001 | V |  | F | RM | PD | ZABB | HGQ | 3410121000 | PC |  | 1 | CNNEWAN | [5 empty] | 1 | 0 | PC | 2010-01-10 | 0 | PC
VTSS-D1415-1413 | JDZX16-10N 10.5/v3 0.1/v3 0.1kV |  | 121EL-VT | 3GD |  | 12H | COMM | CS03 | Z001 | V |  | F | RM | PD | ZABB | HGQ | 3410121000 | PC |  | 1 | CNMAZHA43 | [5 empty] | 1 | 0 | PC | 2019-06-04 | 0 | PC
VTSS-G1011-2223 | JDZX22-10C 10/v3 0.1/v3 0.1/3kV |  | 121EL-VT | 3GB |  | 12H | COMM | CS03 | Z001 | V |  | F | RM | PD | ZABB | HGQ | 3410121000 | PC |  | 1 | T_GUIHUA_YE | [5 empty] | 1 | 0 | PC | 2015-11-19 | 0 | PC
VTSS-G1011-2423 | JDZX22-10C 10/v3 0.1/v3 0.1/3kV |  | 121EL-VT | 3GB |  | 12H | COMM | CS03 | Z001 | V |  | F | RM | PD | ZABB | HGQ | 3410121000 | PC |  | 1 | CNRACHE5 | [5 empty] | 1 | 0 | PC | 2018-11-01 | 0 | PC
VTSS-G1011-I823 | JDZX22-10C 10/v3 0.1/v3 0.1kV |  | 121EL-VT | 3GB |  | 12H | COMM | CS03 | Z001 | V |  | F | RM | PD | ZABB | HGQ | 3410121000 | PC |  | 1 | CNJISU10 | [5 empty] | 1 | 0 | PC | 2021-11-02 | 0 | PC
VTSS-G101F-2823 | JDZX22-10C 10/v3 0.1/v3 0.1kV |  | 121EL-VT | 3GB |  | 12H | COMM | CS03 | Z001 | V |  | F | RM | PD | ZABB | HGQ | 3410121000 | PC |  | 1 | CNJOCHE21 | [5 empty] | 1 | 0 | PC | 2022-02-09 | 0 | PC
VTSS-G1122-2421 | JDZX22-10C 11000/V3/110/V3/110/3 0.5,30 |  | 121EL-VT | 3GB |  | B12 | COMM | CS03 | Z001 | V |  | F | RM | PD | ZABB | HGQ | 3410121000 | PC |  | 1 | CNSHZEN2 | [5 empty] | 1 | 0 | PC | 2017-03-07 | 0 | PC
VTSS-OT-D7115-4823 | JDZX9-35W2 37.5/v3 0.1/v3 0.1kV |  | 121EL-VT | 3GB |  | 12H | COMM | CS03 | Z001 | V |  | F | RM | PD | ZABB | HGQ | 3410121000 | PC |  | 1 | CNZHZHA51 | [5 empty] | 1 | 0 | PC | 2021-02-01 | 0 | PC
VTSS-T0611-4423 | UREZ10 6000/v3¦100/v3¦100/3V 0.5/3P |  | 121EL | 3GB |  | S52 | COMM | CS03 | Z001 | V |  | F | RM | PD | ZABB | HGQ | 3410120000 | PC |  | 1 | Y_PPM_01 | [5 empty] | 1 | 0 | PC | 2007-12-31 | 0 | PC
VTSS-T1001010-J421 | UREZ10 10000/v3¦100/v3¦100/3 V |  | 121EL | HJE |  | S52 | COMM | CS03 | Z001 | V |  | F | EL | PD | ZABB | HGQ | 3410120000 | PC |  | 1 | Y_PPM_01 | [5 empty] | 1 | 0 | PC | 2007-12-04 | 0 | PC
VTSS-T1011-2421 | RELZ10 10000/v3¦100/v3¦100/3 V |  | 121EL | 3GB |  | S52 | COMM | CS03 | Z001 | V |  | F | EL | PD | ZABB | HGQ | 3410120000 | PC |  | 1 | Y_PPM_01 | [5 empty] | 1 | 0 | PC | 2007-12-04 | 0 | PC
VTSS-T1011-2423 | RELZ10 30/50VA CL0.5/3P |  | 121EL | 3GB |  | S52 | COMM | CS03 | Z001 | V |  | F | EL | PD | ZABB | HGQ | 3410120000 | PC |  | 1 | Y_PPM_01 | [5 empty] | 1 | 0 | PC | 2007-12-04 | 0 | PC
VTSS-T1011-4423 | UREZ10 10/v3 .1/v3 .1/3 kV 2x50VA 0.5/3P |  | 121EL | 3GB |  | S52 | COMM | CS03 | Z001 | V |  | F | EL | PD | ZABB | HGQ | 3410120000 | PC |  | 1 | Y_PPM_01 | [5 empty] | 1 | 0 | PC | 2007-12-04 | 0 | PC
VTSS-T1011-5421 | UREZ10 10/v3¦.1/v3¦.1/3kV,60VA/0.5,50VA/ |  | 121EL | 3GB |  | S52 | COMM | CS03 | Z001 | V |  | F | EL | PD | ZABB | HGQ | 3410120000 | PC |  | 1 | Y_PPM_01 | [5 empty] | 1 | 0 | PC | 2007-12-04 | 0 | PC
VTSS-T1011-H411 | UREZ10 10/v3¦0.1/v3¦0.1/3 25/50VA .2/6P |  | 121EL | 3GB |  | S52 | COMM | CS03 | Z001 | V |  | F | EL | PD | ZABB | HGQ | 3410120000 | PC |  | 1 | Y_PPM_01 | [5 empty] | 1 | 0 | PC | 2007-12-04 | 0 | PC
VTSS-T1011-H413 | UREZ10 10/v3¦0.1/v3¦0.1/3 25/50VA .2/3P |  | 121EL | 3GB |  | S52 | COMM | CS03 | Z001 | V |  | F | EL | PD | ZABB | HGQ | 3410120000 | PC |  | 1 | Y_PPM_01 | [5 empty] | 1 | 0 | PC | 2007-12-04 | 0 | PC
VTSS-T1011-J421 | UREZ10 10000/v3¦100/v3¦100/3 V |  | 121EL | 3GB |  | S52 | COMM | CS03 | Z001 | V |  | F | EL | PD | ZABB | HGQ | 3410120000 | PC |  | 1 | Y_PPM_01 | [5 empty] | 1 | 0 | PC | 2007-12-04 | 0 | PC
VTSS-T10111-2I8123 | UREZ10 10/v3¦2X.1/v3¦.1/3kV .2/.5/3P |  | 121EL-VT |  |  | 12Q | COMM | CS03 | Z001 | V |  | F | RM | PD | ZABB | HGQ | 3410121000 | PC |  | 1 | CNXIHE4 | [5 empty] | 1 | 0 | PC | 2009-09-16 | 0 | PC
VTST10111244123S-1 | URED2-10 10/v3¦.1/v3¦.1/v3¦.1/3KV 0.2/0. |  | 121EL | 3GB |  | S52 | COMM | CS03 | Z001 | V |  | F | RM | PD | ZABB | HGQ | 3410121000 | PC |  | 1 | CNXIHE4 | [5 empty] | 1 | 0 | PC | 2008-12-31 | 0 | PC
VTST101112G4123S-1 | URED3-10 10/v3¦.1/v3¦.1/v3¦.1/3kV 0.2/0. |  | 121EL-VT | 3GB |  | S52 | COMM | CS03 | Z001 | V |  | F | RM | PD | ZABB | HGQ | 3410121000 | PC |  | 1 | CNXIHE4 | [5 empty] | 1 | 0 | PC | 2009-01-16 | 0 | PC

## VTT
Material | Material description | Delete Flag | Matl group | Ext. material grp | Prod./insp. memo | PGr | SLoc | ESLoc | ValCl | Pr. | SPT | ProcType | MRPpr | Typ | MTyp | MRPCn | Profit ctr | BUn | No_Storage.location | B | Created by | Purchase order text1 | Purchase order text2 | Purchase order text3 | Follow-Up Material | Product Type ID | per | Total stock | BUn2 | Created | Stock Follow Up Material | BUn5
VTT-AD-D042-NA | JDZ11-3 3.3/0.11kV 6P 1000VA |  | 121EL-VT | 3GB |  | 12H | COMM | CS03 | Z001 | V |  | F | RM | PD | ZABB | HGQ | 3410121000 | PC |  | 1 | CNGELI3 | [5 empty] | 1 | 0 | PC | 2019-12-02 | 0 | PC
VTT-AD-D043-B5 | JDZ11-3 3.3/0.22kV,CL 3.0/500VA |  | 121EL-VT | 3GB |  | 12H | COMM | CS03 | Z001 | V |  | F | RM | PD | ZABB | HGQ | 3410121000 | PC |  | 1 | CNXIHE4 | [5 empty] | 1 | 0 | PC | 2013-10-28 | 0 | PC
VTT-AD-D072-N0 | JDZ11-6S 6.6/0.11kV |  | 121EL-VT | 3GB |  | 12H | COMM | CS03 | Z001 | V |  | F | RM | PD | ZABB | HGQ | 3410121000 | PC |  | 1 | CNXIHE4 | [5 empty] | 1 | 0 | PC | 2011-11-22 | 0 | PC
VTT-AD-D112-42S | JSZVR2-10C2 11:0.11KV 0.5/50VA |  | 121EL | 3GB |  | 12H | COMM | CS03 | Z001 | V |  | F | RM | PD | ZABB | HGQ | 3410120000 | PC |  | 1 | Y_PPM_01 | [5 empty] | 1 | 0 | PC | 2007-12-04 | 0 | PC
VTT-AD-D112-K3 | JDZ10-10C1 11kV: 110V , CL1.0 / 10VA |  | 121EL-VT | 3GB |  | 12H | COMM | CS03 | Z001 | V |  | F | RM | PD | ZABB | HGQ | 3410121000 | PC |  | 1 | CNXIHE4 | [5 empty] | 1 | 0 | PC | 2013-02-28 | 0 | PC
VTT-AD-D2222-4499S | JSZV13-20R 22kV/110V/110V |  | 121EL-VT | 3GB |  | 12H | COMM | CS03 | Z001 | V |  | F | RM | PD | ZABB | HGQ | 3410121000 | PC |  | 1 | T_GUIHUA_YE | [5 empty] | 1 | 0 | PC | 2016-01-29 | 0 | PC
VTT-AD-G072-NA | JDZ23-6S 6.6/0.11kV,1000VA/6P |  | 121EL-VT | 3GB |  | B12 | COMM | CS03 | Z001 | V |  | F | RM | PD | ZABB | HGQ | 3410121000 | PC |  | 1 | CNSHZEN2 | [5 empty] | 1 | 0 | PC | 2017-11-10 | 0 | PC
VTT-D0031-42S | JSZVR2-3C1 380/100V 50VA/CL0.5 |  | 121EL-VT | 3GB |  | 12H | COMM | CS03 | Z001 | V |  | F | RM | PD | ZABB | HGQ | 3410121000 | PC |  | 1 | T_GUIHUA_YE | [5 empty] | 1 | 0 | PC | 2012-01-18 | 0 | PC
VTT-D031-42 | JDZ10-3C1 3/0.1kV 0.5/50VA |  | 121EL | 3GB |  | 12H | COMM | CS03 | Z001 | V |  | F | RM | PD | ZABB | HGQ | 3410120000 | PC |  | 1 | Y_PPM_01 | [5 empty] | 1 | 0 | PC | 2007-12-04 | 0 | PC
VTT-D031-42S | JSZVR2-3C1 3/0.1kV,SECONDARY:50VA/CL0.5 |  | 121EL-VT | 3GB |  | 12H | COMM | CS03 | Z001 | V |  | F | RM | PD | ZABB | HGQ | 3410121000 | PC |  | 1 | CNXIHE4 | [5 empty] | 1 | 0 | PC | 2014-01-26 | 0 | PC
VTT-D031-52S | JSZVR2-3C2 3/0.1kV,SECONDARY:60VA/0.5 |  | 121EL | 3GB |  | 12H | COMM | CS03 | Z001 | V |  | F | EL | PD | ZABB | HGQ | 3410120000 | PC |  | 1 | Y_PPM_01 | [5 empty] | 1 | 0 | PC | 2007-12-04 | 0 | PC
VTT-D031-52S-1 | JSZVR2-3C1 3/0.1kV,SECONDARY:60VA/0.5 |  | 121EL | 3GB |  | 12H | COMM | CS03 | Z001 | V |  | F | EL | PD | ZABB | HGQ | 3410120000 | PC |  | 1 | Y_PPM_01 | [5 empty] | 1 | 0 | PC | 2007-12-04 | 0 | PC
VTT-D031-52S-2 | JSZVR2-3C3 3/0.1kV 0.5/60VA |  | 121EL | 3GB |  | 12H | COMM | CS03 | Z001 | V |  | F | RM | PD | ZABB | HGQ | 3410120000 | PC |  | 1 | Y_PPM_01 | [5 empty] | 1 | 0 | PC | 2007-12-04 | 0 | PC
VTT-D031-83S | JSZVR2-3C1 3/0.1kV,SECONDARY:100VA/1.0 |  | 121EL | 3GB |  | 12H | COMM | CS03 | Z001 | V |  | F | RM | PD | ZABB | HGQ | 3410121000 | PC |  | 1 | CNXIHE4 | [5 empty] | 1 | 0 | PC | 2008-06-24 | 0 | PC
VTT-D031-83S-1 | JSZVR2-3C2 3000/100V,1.0/100VA W.TUBE |  | 121EL-VT | 3GB |  | 12H | COMM | CS03 | Z001 | V |  | F | RM | PD | ZABB | HGQ | 3410121000 | PC |  | 1 | CNXIHE4 | [5 empty] | 1 | 0 | PC | 2013-06-17 | 0 | PC
VTT-D031-83S-2 | JSZVR2-3C3 3000/100V,1.0/100VA W.TUBE |  | 121EL-VT | 3GB |  | 12H | COMM | CS03 | Z001 | V |  | F | RM | PD | ZABB | HGQ | 3410121000 | PC |  | 1 | CNXIHE4 | [5 empty] | 1 | 0 | PC | 2013-06-17 | 0 | PC
VTT-D031-B5 | JDZ11-3 3/0.1kV,SECONDARY:500VA/CL3.0 |  | 121EL-VT |  |  | B03 | COMM | CS03 | Z001 | V |  | F | RM | PD | ZABB | HGQ | 3410121000 | PC |  | 1 | CNSOLIN2 | [5 empty] | 1 | 0 | PC | 2015-09-17 | 0 | PC
VTT-D031-C5 | JDZ11-3 3/0.1kV,SECONDARY:200VA/CL3.0 |  | 121EL-VT | 3GB |  | 12H | COMM | CS03 | Z001 | V |  | F | RM | PD | ZABB | HGQ | 3410121000 | PC |  | 1 | CNMAZHA43 | [5 empty] | 1 | 0 | PC | 2019-12-26 | 0 | PC
VTT-D031-D1S | JSZVR2-3C3 3/0.1kV,SECONDARY:25VA/0.2 |  | 121EL | 3GB |  | 12H | COMM | CS03 | Z001 | V |  | F | RM | PD | ZABB | HGQ | 3410120000 | PC |  | 1 | Y_PPM_01 | [5 empty] | 1 | 0 | PC | 2007-12-04 | 0 | PC
VTT-D031-E5S | JSZVR2-3C1 3/0.1KV 200VA/3.0 W.TUBE |  | 121EL |  |  | 12Q | COMM | CS03 | Z001 | V |  | F | EL | PD | ZABB | HGQ | 3410120000 | PC |  | 1 | Y_PPM_01 | [5 empty] | 1 | 0 | PC | 2007-12-04 | 0 | PC
VTT-D032-83 | JDZ11-3 3/0.11kV,SECONDARY:100VA/CL1.0 |  | 121EL-VT | 3GB |  | 12H | COMM | CS03 | Z001 | V |  | F | RM | PD | ZABB | HGQ | 3410121000 | PC |  | 1 | CNXIHE4 | [5 empty] | 1 | 0 | PC | 2011-01-21 | 0 | PC
VTT-D032-83-1 | JDZ10-3C1 3000/110V 100VA/CL1.0 |  | 121EL-VT | 3GB |  | 12H | COMM | CS03 | Z001 | V |  | F | RM | PD | ZABB | HGQ | 3410121000 | PC |  | 1 | CNGELI3 | [5 empty] | 1 | 0 | PC | 2019-03-26 | 0 | PC
VTT-D032-83S | JSZVR2-3C1 3/0.11kV,SECONDARY:100VA/1.0 |  | 121EL | 3GB |  | 12H | COMM | CS03 | Z001 | V |  | F | EL | PD | ZABB | HGQ | 3410120000 | PC |  | 1 | Y_PPM_01 | [5 empty] | 1 | 0 | PC | 2007-12-04 | 0 | PC
VTT-D032-B5 | JDZ11-3 3/0.11kV,SECONDARY:500VA/CL3.0 |  | 121EL-VT |  |  | B03 | COMM | CS03 | Z001 | V |  | F | RM | PD | ZABB | HGQ | 3410121000 | PC |  | 1 | CNXIHE4 | [5 empty] | 1 | 0 | PC | 2011-01-20 | 0 | PC
VTT-D032-B5-1 | JDZ11-3 3/0.11kV,SECONDARY:500VA/CL3.0 |  | 121EL-VT | 3GB |  | 12H | COMM | CS03 | Z001 | V |  | F | RM | PD | ZABB | HGQ | 3410121000 | PC |  | 1 | CNXIHE4 | [5 empty] | 1 | 0 | PC | 2014-01-26 | 0 | PC
VTT-D032-G5 | JDZ11-3 3/0.11kV,SECONDARY:300VA/CL3.0 |  | 121EL-VT | 3GB |  | 12H | COMM | CS03 | Z001 | V |  | F | RM | PD | ZABB | HGQ | 3410121000 | PC |  | 1 | CNGELI3 | [5 empty] | 1 | 0 | PC | 2019-09-26 | 0 | PC
VTT-D032-L3 | JDZ10-3C1 3000/110V 150VA/CL1.0 |  | 121EL-VT | 3GB |  | 12H | COMM | CS03 | Z001 | V |  | F | RM | PD | ZABB | HGQ | 3410121000 | PC |  | 1 | CNDUYAN | [5 empty] | 1 | 0 | PC | 2020-09-22 | 0 | PC
VTT-D033-B5 | JDZ11-3 3/0.22kV,SEC |  | 121EL-VT | 3GB |  | 12H | COMM | CS03 | Z001 | V |  | F | RM | PD | ZABB | HGQ | 3410121000 | PC |  | 1 | CNGELI3 | [5 empty] | 1 | 0 | PC | 2020-03-04 | 0 | PC
VTT-D033-E5S | JSZVR2-3C1 3/0.22KV 3.0/200VA W.TUBE |  | 121EL | 3GB |  | 12H | COMM | CS03 | Z001 | V |  | F | EL | PD | ZABB | HGQ | 3410120000 | PC |  | 1 | Y_PPM_01 | [5 empty] | 1 | 0 | PC | 2007-12-04 | 0 | PC
VTT-D041-52S | JSZVR2-3C1 3.3/0.1kV,SECONDARY:60VA/0.5 |  | 121EL | 3GB |  | 12H | COMM | CS03 | Z001 | V |  | F | EL | PD | ZABB | HGQ | 3410120000 | PC |  | 1 | Y_PPM_01 | [5 empty] | 1 | 0 | PC | 2007-12-04 | 0 | PC
VTT-D041-52S-1 | JSZVR2-3C2 3.3/0.1kV,SECONDARY:60VA/0.5 |  | 121EL | 3GB |  | 12H | COMM | CS03 | Z001 | V |  | F | EL | PD | ZABB | HGQ | 3410120000 | PC |  | 1 | Y_PPM_01 | [5 empty] | 1 | 0 | PC | 2007-12-04 | 0 | PC
VTT-D041-A1S | JSZVR2-3C2 3.3/0.1kV,SECONDARY:20VA/0.2 |  | 121EL-VT | 3GB |  | 12H | COMM | CS03 | Z001 | V |  | F | RM | PD | ZABB | HGQ | 3410121000 | PC |  | 1 | CNXIHE4 | [5 empty] | 1 | 0 | PC | 2013-10-24 | 0 | PC
VTT-D041-D1S | JSZVR2-3C1 3.3/0.1kV 25VA/0.2 W.TUBE |  | 121EL | 3GB |  | 12H | COMM | CS03 | Z001 | V |  | F | EL | PD | ZABB | HGQ | 3410120000 | PC |  | 1 | Y_PPM_01 | [5 empty] | 1 | 0 | PC | 2007-12-04 | 0 | PC
VTT-D042-21S | JSZVR2-3C2 3.3/0.11kV,SECONDARY:30VA/0.2 |  | 121EL-CT | 3GB |  | 12H | COMM | CS03 | Z001 | V |  | F | RM | PD | ZABB | HGQ | 3410121000 | PC |  | 1 | CNADDEN | [5 empty] | 1 | 0 | PC | 2021-01-05 | 0 | PC
VTT-D042-22 | JDZ10-3C1 3.3/0.11KV 0.5/30VA |  | 121EL | 3GB |  | 12H | COMM | CS03 | Z001 | V |  | F | EL | PD | ZABB | HGQ | 3410120000 | PC |  | 1 | Y_PPM_01 | [5 empty] | 1 | 0 | PC | 2007-12-04 | 0 | PC
VTT-D042-83S | JSZVR2-3C1 3.3/0.11kV,SECONDARY:100VA/1. |  | 121EL | 3GB |  | 12H | COMM | CS03 | Z001 | V |  | F | EL | PD | ZABB | HGQ | 3410120000 | PC |  | 1 | Y_PPM_01 | [5 empty] | 1 | 0 | PC | 2007-12-04 | 0 | PC
VTT-D042-B5 | JDZ11-3 3.3/0.11kV,SECONDARY:500VA/CL3.0 |  | 121EL-VT | 3GB |  | 12H | COMM | CS03 | Z001 | V |  | F | RM | PD | ZABB | HGQ | 3410121000 | PC |  | 1 | CNXIHE4 | [5 empty] | 1 | 0 | PC | 2013-10-24 | 0 | PC
VTT-D044-83S | JSZVR2-3C1 3.3/0.23kV,SECONDARY:100VA/1. |  | 121EL-VT |  |  | B03 | COMM | CS03 | Z001 | V |  | F | RM | PD | ZABB | HGQ | 3410121000 | PC |  | 1 | CNXIHE4 | [5 empty] | 1 | 0 | PC | 2010-09-03 | 0 | PC
VTT-D052-83S | JSZVR2-6C1 5.5/0.11kV,SECONDARY:100VA/1. |  | 121EL | 3GB |  | 12H | COMM | CS03 | Z001 | V |  | F | RM | PD | ZABB | HGQ | 3410120000 | PC |  | 1 | Y_PPM_01 | [5 empty] | 1 | 0 | PC | 2007-12-04 | 0 | PC
VTT-D061-11 | JDZ10-6C 6/0.1KV 15VA/0.2 |  | 121EL | 3GB |  | 12H | COMM | CS03 | Z001 | V |  | F | RM | PD | ZABB | HGQ | 3410121000 | PC |  | 1 | CNNEWAN | [5 empty] | 1 | 0 | PC | 2008-03-20 | 0 | PC
VTT-D061-11S | JSZVR2-6C2 6000/100V SECONDARY:15VA/0.2 |  | 121EL-VT | 3GB |  | 12H | COMM | CS03 | Z001 | V |  | F | RM | PD | ZABB | HGQ | 3410121000 | PC |  | 1 | CNXIHE4 | [5 empty] | 1 | 0 | PC | 2011-05-03 | 0 | PC
VTT-D061-11S-1 | JSZVR2-6C1 6000/100V SECONDARY:15VA/0.2 |  | 121EL-VT | 3GB |  | 12H | COMM | CS03 | Z001 | V |  | F | RM | PD | ZABB | HGQ | 3410121000 | PC |  | 1 | CNXIHE4 | [5 empty] | 1 | 0 | PC | 2011-05-18 | 0 | PC
VTT-D061-12S | JSZVR2-6C2 6/0.1kV,SECONDARY:15VA/0.5 W. |  | 121EL-VT | 3GB |  | 12H | COMM | CS03 | Z001 | V |  | F | RM | PD | ZABB | HGQ | 3410121000 | PC |  | 1 | CNNEWAN | [5 empty] | 1 | 0 | PC | 2013-01-15 | 0 | PC
VTT-D061-21 | JDZ10-6C1 6/0.1kV,SECONDARY:30VA/0.2 |  | 121EL-VT | 3GB |  | 12H | COMM | CS03 | Z001 | V |  | F | RM | PD | ZABB | HGQ | 3410121000 | PC |  | 1 | CNSHZEN2 | [5 empty] | 1 | 0 | PC | 2016-02-01 | 0 | PC
VTT-D061-21-1 | JSZVR2-6C1 6/0.1kV,SECONDARY:30VA/0.2 |  | 121EL-VT | 3GB |  | 12H | COMM | CS03 | Z001 | V |  | F | RM | PD | ZABB | HGQ | 3410121000 | PC |  | 1 | CNDUYAN | [5 empty] | 1 | 0 | PC | 2020-07-27 | 0 | PC
VTT-D061-21S | JSZVR2-6C3 6/0.1kV,SECONDARY:30VA/0.2 |  | 121EL-VT | 3GB |  | 12H | COMM | CS03 | Z001 | V |  | F | RM | PD | ZABB | HGQ | 3410121000 | PC |  | 1 | CNXIHE4 | [5 empty] | 1 | 0 | PC | 2013-01-10 | 0 | PC
VTT-D061-21S-1 | JSZVR2-6C2 6/0.1kV,SECONDARY:30VA/0.2 W. |  | 121EL-VT | 3GB |  | 12H | COMM | CS03 | Z001 | V |  | F | RM | PD | ZABB | HGQ | 3410121000 | PC |  | 1 | CNSOLIN2 | [5 empty] | 1 | 0 | PC | 2015-08-11 | 0 | PC
VTT-D061-22 | JDZ10-6C 6/0.1KV 30VA/0.5 (零序PT) |  | 121EL | 3GB |  | 12H | COMM | CS03 | Z001 | V |  | F | EL | PD | ZABB | HGQ | 3410120000 | PC |  | 1 | Y_PPM_01 | [5 empty] | 1 | 0 | PC | 2007-12-04 | 0 | PC
VTT-D061-22S | JSZVR2-6C1 6/0.1kV,SECONDARY:30VA/0.5 W. |  | 121EL | 3GB |  | 12H | COMM | CS03 | Z001 | V |  | F | RM | PD | ZABB | HGQ | 3410121000 | PC |  | 1 | CNXIHE4 | [5 empty] | 1 | 0 | PC | 2008-11-10 | 0 | PC
VTT-D061-22S-1 | JSZVR2-6C2 6/0.1kV,SECONDARY:30VA/0.5 W. |  | 121EL-VT | 3GB |  | 12H | COMM | CS03 | Z001 | V |  | F | RM | PD | ZABB | HGQ | 3410121000 | PC |  | 1 | CNSOLIN2 | [5 empty] | 1 | 0 | PC | 2014-09-11 | 0 | PC
VTT-D061-26S | JSZVR2-6C2 6/0.1kV |  | 121EL-VT | 3GB |  | 12H | COMM | CS03 | Z001 | V |  | F | RM | PD | ZABB | HGQ | 3410121000 | PC |  | 1 | CNJOCHE21 | [5 empty] | 1 | 0 | PC | 2021-05-28 | 0 | PC
VTT-D061-27-NP | JSZVR2-6C2 6000/100V |  | 121EL-VT | 3GB |  | 12H | COMM | CS03 | Z001 | V |  | F | RM | PD | ZABB | HGQ | 3410121000 | PC |  | 1 | CNJISU10 | [5 empty] | 1 | 0 | PC | 2022-01-06 | 0 | PC
VTT-D061-42 | JDZ10-6C1 6/0.1kV,SECONDARY:50VA/0.5 |  | 121EL | 3GB |  | 12H | COMM | CS03 | Z001 | V |  | F | EL | PD | ZABB | HGQ | 3410120000 | PC |  | 1 | Y_PPM_01 | [5 empty] | 1 | 0 | PC | 2007-12-04 | 0 | PC
VTT-D061-42S | JSZVR2-6C1 6/0.1kV,SECONDARY:50VA/0.5 W. |  | 121EL | 3GB |  | 12H | COMM | CS03 | Z001 | V |  | F | EL | PD | ZABB | HGQ | 3410120000 | PC |  | 1 | Y_PPM_01 | [5 empty] | 1 | 0 | PC | 2007-12-04 | 0 | PC
VTT-D061-42S-1 | JSZVR2-6C3 6/0.1kV,SECONDARY:50VA/0.5 W. |  | 121EL | 3GB |  | 12H | COMM | CS03 | Z001 | V |  | F | RM | PD | ZABB | HGQ | 3410121000 | PC |  | 1 | CNXIHE4 | [5 empty] | 1 | 0 | PC | 2008-06-16 | 0 | PC
VTT-D061-42S-2 | JSZV17-6R 6/0.1kV 0.5/50VA |  | 121EL-VT |  |  | B03 | COMM | CS03 | Z001 | V |  | F | RM | PD | ZABB | HGQ | 3410121000 | PC |  | 1 | T_GUIHUA_YE | [5 empty] | 1 | 0 | PC | 2011-09-16 | 0 | PC
VTT-D061-42S-3 | JSZVR2-6C2 6/0.1kV，50VA/CL 0.5 |  | 121EL-VT | 3GB |  | 12H | COMM | CS03 | Z001 | V |  | F | RM | PD | ZABB | HGQ | 3410121000 | PC |  | 1 | CNDUYAN | [5 empty] | 1 | 0 | PC | 2020-11-18 | 0 | PC
VTT-D061-42S/210 | JSZVR2-6C2 6/0.1kV,SECONDARY:50VA/0.5 W. |  | 121EL | 3GB |  | 12H | COMM | CS03 | Z001 | V |  | F | EL | PD | ZABB | HGQ | 3410120000 | PC |  | 1 | Y_PPM_01 | [5 empty] | 1 | 0 | PC | 2007-12-04 | 0 | PC
VTT-D061-52-2 | JDZ10-6C1 6/0.1kV,SECONDARY:60VA/0.5 |  | 121EL-VT | 3GB |  | 12H | COMM | CS03 | Z001 | V |  | F | RM | PD | ZABB | HGQ | 3410121000 | PC |  | 1 | CNWEWU1 | [5 empty] | 1 | 0 | PC | 2009-03-27 | 0 | PC
VTT-D061-52S | JSZVR2-6C1 6/0.1kV,SECONDARY:60VA/0.5 W. |  | 121EL | 3GB |  | 12H | COMM | CS03 | Z001 | V |  | F | EL | PD | ZABB | HGQ | 3410120000 | PC |  | 1 | Y_PPM_01 | [5 empty] | 1 | 0 | PC | 2007-12-04 | 0 | PC
VTT-D061-52S-1 | JSZVR2-6C2 6/0.1kV,SECONDARY:60VA/0.5 W. |  | 121EL | 3GB |  | 12H | COMM | CS03 | Z001 | V |  | F | EL | PD | ZABB | HGQ | 3410120000 | PC |  | 1 | Y_PPM_01 | [5 empty] | 1 | 0 | PC | 2007-12-04 | 0 | PC
VTT-D061-52S-1-NP | JSZVR2-6C2 6/0.1kV 60VA/CL0.5 50Hz |  | 121EL-VT | 3GB |  | 12H | COMM | CS03 | Z001 | V |  | F | RM | PD | ZABB | HGQ | 3410121000 | PC |  | 1 | CNXIHE4 | [5 empty] | 1 | 0 | PC | 2011-12-23 | 0 | PC
VTT-D061-52S-NP | JSZVR2-6C2 6.6/0.1kV,SECONDARY:60VA/0.5 |  | 121EL-VT | 3GB |  | 12H | COMM | CS03 | Z001 | V |  | F | RM | PD | ZABB | HGQ | 3410121000 | PC |  | 1 | CNXIHE4 | [5 empty] | 1 | 0 | PC | 2010-03-03 | 0 | PC
VTT-D061-62S | JSZVR2-6C2 6/0.1kV,SECONDARY:75VA/0.5 |  | 121EL-VT | 3GB |  | 12H | COMM | CS03 | Z001 | V |  | F | RM | PD | ZABB | HGQ | 3410121000 | PC |  | 1 | CNGELI3 | [5 empty] | 1 | 0 | PC | 2019-04-08 | 0 | PC
VTT-D061-82 | JDZ11-6 6/0.1kV SECONDARY:100VA/CL0.5 |  | 121EL | 3GB |  | 12H | COMM | CS03 | Z001 | V |  | F | RM | PD | ZABB | HGQ | 3410121000 | PC |  | 1 | CNXIHE4 | [5 empty] | 1 | 0 | PC | 2008-04-18 | 0 | PC
VTT-D061-82S | JSZVR2-6C2 6000/100V SECONDARY:100VA/0.5 |  | 121EL-VT | 3GB |  | 12H | COMM | CS03 | Z001 | V |  | F | RM | PD | ZABB | HGQ | 3410121000 | PC |  | 1 | CNMAZHA43 | [5 empty] | 1 | 0 | PC | 2020-04-09 | 0 | PC
VTT-D061-83S-NP | JSZVR2-6C2 6/0.1kV 100VA/3.0 W.TUBE |  | 121EL-VT | 3GB |  | 12H | COMM | CS03 | Z001 | V |  | F | RM | PD | ZABB | HGQ | 3410121000 | PC |  | 1 | T_GUIHUA_YE | [5 empty] | 1 | 0 | PC | 2012-08-27 | 0 | PC
VTT-D061-85S-1-NP | JSZVR2-6C2 6/0.1kV,100VA/3.0 W.TUBE |  | 121EL-VT | 3GB |  | 12H | COMM | CS03 | Z001 | V |  | F | RM | PD | ZABB | HGQ | 3410121000 | PC |  | 1 | CNXIHE4 | [5 empty] | 1 | 0 | PC | 2013-09-11 | 0 | PC
VTT-D061-85S-NP | JSZVR2-6C2 6000/100V SECONDARY: 100VA/3. |  | 121EL-VT | 3GB |  | 12H | COMM | CS03 | Z001 | V |  | F | RM | PD | ZABB | HGQ | 3410121000 | PC |  | 1 | CNXIHE4 | [5 empty] | 1 | 0 | PC | 2011-12-06 | 0 | PC
VTT-D061-A1 | JSZVR2-6C1 6/0.1kv, 20VA/CL0.2 |  | 121EL-VT | 3GB |  | 12H | COMM | CS03 | Z001 | V |  | F | RM | PD | ZABB | HGQ | 3410121000 | PC |  | 1 | T_GUIHUA_YE | [5 empty] | 1 | 0 | PC | 2011-10-26 | 0 | PC
VTT-D061-A1-1 | JDZ10-6C1 6/0.1kV, 20VA/CL0.2 |  | 121EL-VT | 3GB |  | 12H | COMM | CS03 | Z001 | V |  | F | RM | PD | ZABB | HGQ | 3410121000 | PC |  | 1 | T_GUIHUA_YE | [5 empty] | 1 | 0 | PC | 2012-02-09 | 0 | PC
VTT-D061-A1S | JSZVR2-6C2 6/0.1kV,SECONDARY:20VA/0.2 W. |  | 121EL-VT | 3GB |  | 12H | COMM | CS03 | Z001 | V |  | F | RM | PD | ZABB | HGQ | 3410121000 | PC |  | 1 | CNXIHE4 | [5 empty] | 1 | 0 | PC | 2011-05-17 | 0 | PC
VTT-D061-A1S-1 | JSZVR2-6C1 6/0.1kV,SECONDARY:20VA/0.2 |  | 121EL-VT | 3GB |  | 12H | COMM | CS03 | Z001 | V |  | F | RM | PD | ZABB | HGQ | 3410121000 | PC |  | 1 | CNDUYAN | [5 empty] | 1 | 0 | PC | 2020-12-16 | 0 | PC
VTT-D061-A1S-2 | JSZVR2-6C1 6/0.1kV,SECONDARY:20VA/0.2 |  | 121EL-OT |  |  | 129 | COMM | CS01 | Z001 | V |  | F | RM | PD | ZABB | EL | 3410121000 | PC |  | 1 | CNJOCHE21 | [5 empty] | 1 | 0 | PC | 2020-12-16 | 0 | PC
VTT-D061-A2S | JSZVR2-6C3 6/0.1kV 20VA/CL0.5 |  | 121EL-VT | 3GB |  | 12H | COMM | CS03 | Z001 | V |  | F | RM | PD | ZABB | HGQ | 3410121000 | PC |  | 1 | CNGELI3 | [5 empty] | 1 | 0 | PC | 2019-01-25 | 0 | PC
VTT-D061-D1 | JDZ10-6C1 6/0.1kV,SECONDARY:25VA/0.2 |  | 121EL | 3GB |  | 12H | COMM | CS03 | Z001 | V |  | F | EL | PD | ZABB | HGQ | 3410120000 | PC |  | 1 | Y_PPM_01 | [5 empty] | 1 | 0 | PC | 2007-12-04 | 0 | PC
VTT-D061-D1S | JSZVR2-6C1 6/0.1kV,SECONDARY:25VA/0.2 |  | 121EL | 3GB |  | 12H | COMM | CS03 | Z001 | V |  | F | EL | PD | ZABB | HGQ | 3410120000 | PC |  | 1 | Y_PPM_01 | [5 empty] | 1 | 0 | PC | 2007-12-04 | 0 | PC
VTT-D061-D1S-1 | JSZVR2-6C1 6/0.1kV 25VA/0.2 W.TUBE(42) |  | 121EL | 3GB |  | 12H | COMM | CS03 | Z001 | V |  | F | EL | PD | ZABB | HGQ | 3410120000 | PC |  | 1 | Y_PPM_01 | [5 empty] | 1 | 0 | PC | 2007-12-04 | 0 | PC
VTT-D061-D1S-2 | JSZVR2-6C2 6/0.1kV,SECONDARY:25VA/0.2 W. |  | 121EL | 3GB |  | 12H | COMM | CS03 | Z001 | V |  | F | EL | PD | ZABB | HGQ | 3410120000 | PC |  | 1 | Y_PPM_01 | [5 empty] | 1 | 0 | PC | 2007-12-04 | 0 | PC
VTT-D061-F1S | JSZVR2-6C2 6000/100V 20VA/CL0.2 |  | 121EL-VT | 3GB |  | 12H | COMM | CS03 | Z001 | V |  | F | RM | PD | ZABB | HGQ | 3410121000 | PC |  | 1 | CNXIHE4 | [5 empty] | 1 | 0 | PC | 2011-02-22 | 0 | PC
VTT-D061-H1S | JSZVR2-6C3 6/0.1kV,SECONDARY:25VA/0.2 W. |  | 121EL-VT | 3GB |  | 12H | COMM | CS03 | Z001 | V |  | F | RM | PD | ZABB | HGQ | 3410121000 | PC |  | 1 | CNXIHE4 | [5 empty] | 1 | 0 | PC | 2011-02-15 | 0 | PC
VTT-D061-I2S | JSZVR2-6C2 6/0.1 kV 20VA/CL0.5 W.TUBE |  | 121EL-VT | 3GB |  | 12H | COMM | CS03 | Z001 | V |  | F | RM | PD | ZABB | HGQ | 3410121000 | PC |  | 1 | T_GUIHUA_YE | [5 empty] | 1 | 0 | PC | 2014-08-27 | 0 | PC
VTT-D061-K2S | JSZVR2-6C3 6/0.1kV,10VA/CL0.5 |  | 121EL-VT | 3GB |  | 12H | COMM | CS03 | Z001 | V |  | F | RM | PD | ZABB | HGQ | 3410121000 | PC |  | 1 | CNXIHE4 | [5 empty] | 1 | 0 | PC | 2014-05-09 | 0 | PC
VTT-D061-L3S | JSZV17-6R 6/0.1kV 1.0/150VA |  | 121EL-VT | 3GB |  | 12H | COMM | CS03 | Z001 | V |  | F | RM | PD | ZABB | HGQ | 3410121000 | PC |  | 1 | CNXIHE4 | [5 empty] | 1 | 0 | PC | 2010-06-30 | 0 | PC
VTT-D061-M2S | JSZV17-6R 6/0.1kV 0.5/80VA |  | 121EL-VT |  |  | B03 | COMM | CS03 | Z001 | V |  | F | RM | PD | ZABB | HGQ | 3410121000 | PC |  | 1 | T_GUIHUA_YE | [5 empty] | 1 | 0 | PC | 2011-09-16 | 0 | PC
VTT-D061-M2S-1 | JSZVR2-6C1 6/0.1kV,SECONDARY:80VA/0.5 |  | 121EL-VT | 3GB |  | 12H | COMM | CS03 | Z001 | V |  | F | RM | PD | ZABB | HGQ | 3410121000 | PC |  | 1 | CNGELI3 | [5 empty] | 1 | 0 | PC | 2020-02-18 | 0 | PC
VTT-D061-M2S-2 | JSZVR2-6C2 6/0.1kV,SECONDARY:80VA/0.5 |  | 121EL-VT | 3GD |  | 12H | COMM | CS03 | Z001 | V |  | F | RM | PD | ZABB | HGQ | 3410121000 | PC |  | 1 | CNGELI3 | [5 empty] | 1 | 0 | PC | 2020-02-19 | 0 | PC
VTT-D0611-1A22 | JDZ10-6C1 6/0.1/0.1kV 15VA/CL0.5 20VA/CL |  | 121EL-VT | 3GB |  | 12H | COMM | CS03 | Z001 | V |  | F | RM | PD | ZABB | HGQ | 3410121000 | PC |  | 1 | CNJOCHE21 | [5 empty] | 1 | 0 | PC | 2021-09-13 | 0 | PC
VTT-D0611-KK11 | JSZVR2-6C3 6/0.1/0.1kV 10VA/0.2,10VA/0.2 |  | 121EL-VT | 3GB |  | 12H | COMM | CS03 | Z001 | V |  | F | RM | PD | ZABB | HGQ | 3410121000 | PC |  | 1 | CNNEWAN | [5 empty] | 1 | 0 | PC | 2014-05-20 | 0 | PC
VTT-D0611-KK12 | JDZ10-6C1 6/0.1/0.1kV,SECONDARY:10VA/0.2 |  | 121EL-VT | 3GB |  | 12H | COMM | CS03 | Z001 | V |  | F | RM | PD | ZABB | HGQ | 3410121000 | PC |  | 1 | CNGELI3 | [5 empty] | 1 | 0 | PC | 2019-12-02 | 0 | PC
VTT-D0612-K825S | JSZVR2-6C2 6/0.1/0.11kV,0.5/10VA;3.0/100 |  | 121EL-VT | 3GB |  | 12H | COMM | CS03 | Z001 | V |  | F | RM | PD | ZABB | HGQ | 3410121000 | PC |  | 1 | CNNEWAN | [5 empty] | 1 | 0 | PC | 2011-05-06 | 0 | PC
VTT-D0612-K825S-1 | JSZVR2-6C1 6/0.1/0.11kV,0.5/10VA;3.0/100 |  | 121EL-VT | 3GB |  | 12H | COMM | CS03 | Z001 | V |  | F | RM | PD | ZABB | HGQ | 3410121000 | PC |  | 1 | CNSHZEN2 | [5 empty] | 1 | 0 | PC | 2016-02-02 | 0 | PC
VTT-D0613-1L25 | JDZ10-6C1 6/0.1/0.22kV |  | 121EL-VT | 3GD |  | 12H | COMM | CS03 | Z001 | V |  | F | RM | PD | ZABB | HGQ | 3410121000 | PC |  | 1 | CNJOCHE21 | [5 empty] | 1 | 0 | PC | 2021-09-23 | 0 | PC
VTT-D062-22 | JDZ10-6C1 6/0.11KV 30VA/CL0.5 |  | 121EL | 3GB |  | 12H | COMM | CS03 | Z001 | V |  | F | EL | PD | ZABB | HGQ | 3410120000 | PC |  | 1 | Y_PPM_01 | [5 empty] | 1 | 0 | PC | 2007-12-04 | 0 | PC
VTT-D062-42S | JSZVR2-6C2 6/0.11kV,SECONDARY:50VA/0.5 |  | 121EL-VT | 3GB |  | 12H | COMM | CS03 | Z001 | V |  | F | RM | PD | ZABB | HGQ | 3410121000 | PC |  | 1 | CNXIHE4 | [5 empty] | 1 | 0 | PC | 2009-02-25 | 0 | PC
VTT-D062-52 | JDZ10-6C1 6/0.11kV,SECONDARY:60VA/0.5 |  | 121EL | 3GB |  | 12H | COMM | CS03 | Z001 | V |  | F | EL | PD | ZABB | HGQ | 3410120000 | PC |  | 1 | Y_PPM_01 | [5 empty] | 1 | 0 | PC | 2007-12-04 | 0 | PC
VTT-D062-83 | JDZ10-6C1 6/0.11kV,SECONDARY:100VA/CL1.0 |  | 121EL-VT | 3GB |  | 12H | COMM | CS03 | Z001 | V |  | F | RM | PD | ZABB | HGQ | 3410121000 | PC |  | 1 | CNXIHE4 | [5 empty] | 1 | 0 | PC | 2010-08-09 | 0 | PC
VTT-D062-83S | JSZVR2-6C1 6/0.11kV,SECONDARY:100VA/1.0 |  | 121EL | 3GB |  | 12H | COMM | CS03 | Z001 | V |  | F | EL | PD | ZABB | HGQ | 3410120000 | PC |  | 1 | Y_PPM_01 | [5 empty] | 1 | 0 | PC | 2007-12-04 | 0 | PC
VTT-D062-83S-1 | JSZVR2-6C2 6/0.11kV,SECONDARY:100VA/1.0 |  | 121EL | 3GB |  | 12H | COMM | CS03 | Z001 | V |  | F | RM | PD | ZABB | HGQ | 3410120000 | PC |  | 1 | Y_PPM_01 | [5 empty] | 1 | 0 | PC | 2007-12-04 | 0 | PC
VTT-D062-83S-2 | JSZVR2-6C1 6000/110V 100VA/CL1.0 |  | 121EL-VT | 3GB |  | 12H | COMM | CS03 | Z001 | V |  | F | RM | PD | ZABB | HGQ | 3410121000 | PC |  | 1 | CNXIHE4 | [5 empty] | 1 | 0 | PC | 2012-11-30 | 0 | PC
VTT-D062-B5 | JDZ11-6 6/0.11kV,SECONDARY:500VA/3.0 |  | 121EL | 3GB |  | 12H | COMM | CS03 | Z001 | V |  | F | EL | PD | ZABB | HGQ | 3410120000 | PC |  | 1 | Y_PPM_01 | [5 empty] | 1 | 0 | PC | 2007-12-04 | 0 | PC
VTT-D062-L5 | JDZ10-6C1 6000/110V 150VA/CL3.0 |  | 121EL-VT | 3GB |  | 12H | COMM | CS03 | Z001 | V |  | F | RM | PD | ZABB | HGQ | 3410121000 | PC |  | 1 | CNXIHE4 | [5 empty] | 1 | 0 | PC | 2011-04-27 | 0 | PC
VTT-D063-8030S | JSZVR2-6C1 6/0.22KV 100VA/1.0 W.TUBE |  | 121EL-VT | 3GB |  | 12H | COMM | CS03 | Z001 | V |  | F | RM | PD | ZABB | HGQ | 3410121000 | PC |  | 1 | CNXIHE4 | [5 empty] | 1 | 0 | PC | 2013-03-27 | 0 | PC
VTT-D063-B5 | JDZ11-6 6/0.22kV,SECONDARY:500VA/3.0 |  | 121EL | 3GB |  | 12H | COMM | CS03 | Z001 | V |  | F | EL | PD | ZABB | HGQ | 3410120000 | PC |  | 1 | Y_PPM_01 | [5 empty] | 1 | 0 | PC | 2007-12-04 | 0 | PC
VTT-D071-11 | JDZ10-6C1 6.6/0.1KV 15VA/0.2(60Hz) |  | 121EL-VT |  |  | 129 | COMM | CS03 | Z001 | V |  | F | RM | PD | ZABB | HGQ | 3410121000 | PC |  | 1 | CNMAZHA43 | [5 empty] | 1 | 0 | PC | 2019-07-21 | 0 | PC
VTT-D071-11S | JSZVR2-6C1 6.6/0.1KV 15VA/0.2(60Hz) |  | 121EL-VT | 3GB |  | 12H | COMM | CS03 | Z001 | V |  | F | RM | PD | ZABB | HGQ | 3410121000 | PC |  | 1 | CNZHZHA51 | [5 empty] | 1 | 0 | PC | 2019-07-31 | 0 | PC
VTT-D071-21 | JDZ10-6C1 6.6/0.1kV,SECONDARY:30VA/0.2 |  | 121EL-VT | 3GB |  | 12H | COMM | CS03 | Z001 | V |  | F | RM | PD | ZABB | HGQ | 3410121000 | PC |  | 1 | CNGELI3 | [5 empty] | 1 | 0 | PC | 2019-10-09 | 0 | PC
VTT-D071-22 | JDZ10-6C 6.6/0.1KV 30VA/0.5 |  | 121EL | 3GB |  | 12H | COMM | CS03 | Z001 | V |  | F | RM | PD | ZABB | HGQ | 3410120000 | PC |  | 1 | Y_PPM_01 | [5 empty] | 1 | 0 | PC | 2007-12-04 | 0 | PC
VTT-D071-42 | JDZ10-6C1 6.6/0.1kV,SECONDARY:50VA/0.5 |  | 121EL-VT | 3GB |  | 12H | COMM | CS03 | Z001 | V |  | F | RM | PD | ZABB | HGQ | 3410121000 | PC |  | 1 | CNGELI3 | [5 empty] | 1 | 0 | PC | 2019-10-09 | 0 | PC
VTT-D071-42S | JSZVR2-6C1 6.6/0.1kV,SECONDARY:50VA/0.5 |  | 121EL | 3GB |  | 12H | COMM | CS03 | Z001 | V |  | F | EL | PD | ZABB | HGQ | 3410120000 | PC |  | 1 | Y_PPM_01 | [5 empty] | 1 | 0 | PC | 2007-12-04 | 0 | PC
VTT-D071-42S-1 | JSZVR2-6C2 6.6/0.1kV SECONDARY:50VA/0.5 |  | 121EL-VT | 3GB |  | 12H | COMM | CS03 | Z001 | V |  | F | RM | PD | ZABB | HGQ | 3410121000 | PC |  | 1 | CNGELI3 | [5 empty] | 1 | 0 | PC | 2019-06-13 | 0 | PC
VTT-D071-52S-NP | JSZVR2-6C2 6.6/0.1kV,60VA/CL0.5 |  | 121EL-VT | 3GB |  | 12H | COMM | CS03 | Z001 | V |  | F | RM | PD | ZABB | HGQ | 3410121000 | PC |  | 1 | CNXIHE4 | [5 empty] | 1 | 0 | PC | 2013-09-13 | 0 | PC
VTT-D071-82 | JDZ11-6 6.6/0.1kV SECONDARY:100VA/CL0.5 |  | 121EL-VT | 3GB |  | 12H | COMM | CS03 | Z001 | V |  | F | RM | PD | ZABB | HGQ | 3410121000 | PC |  | 1 | CNXIHE4 | [5 empty] | 1 | 0 | PC | 2010-09-21 | 0 | PC
VTT-D071-A1 | JDZ10-6C1 6.6/0.1kV 20VA/CL0.2 |  | 121EL-VT | 3GD |  | 12H | COMM | CS03 | Z001 | V |  | F | RM | PD | ZABB | HGQ | 3410121000 | PC |  | 1 | CNGELI3 | [5 empty] | 1 | 0 | PC | 2019-09-20 | 0 | PC
VTT-D0710-A1 | JSZVR2-6C3 6.6/0.1kV,SECONDARY:20VA/0.2 |  | 121EL-VT | 3GB |  | 12H | COMM | CS03 | Z001 | V |  | F | RM | PD | ZABB | HGQ | 3410121000 | PC |  | 1 | CNWEZHO25 | [5 empty] | 1 | 0 | PC | 2022-03-29 | 0 | PC
VTT-D0711-1A22 | JDZ10-6C1 6.6/0.1/0.1kV,15VA/CL0.5 |  | 121EL-VT | 3GB |  | 12H | COMM | CS03 | Z001 | V |  | F | RM | PD | ZABB | HGQ | 3410121000 | PC |  | 1 | CNADDEN | [5 empty] | 1 | 0 | PC | 2020-07-30 | 0 | PC
VTT-D072-42 | JSZVR2-6C1 6.6/0.11KV 0.5/50VA |  | 121EL | 3GB |  | 12H | COMM | CS03 | Z001 | V |  | F | EL | PD | ZABB | HGQ | 3410120000 | PC |  | 1 | Y_PPM_01 | [5 empty] | 1 | 0 | PC | 2007-12-04 | 0 | PC
VTT-D072-42-1 | JDZ10-6C1,6.6/0.11KV;CL 0.5/50VA,50Hz |  | 121EL-VT | 3GB |  | 12H | COMM | CS03 | Z001 | V |  | F | RM | PD | ZABB | HGQ | 3410121000 | PC |  | 1 | CNXIHE4 | [5 empty] | 1 | 0 | PC | 2010-01-20 | 0 | PC
VTT-D072-42S | JSZVR2-6C2 6.6/0.11kV,SECONDARY:50VA/0.5 |  | 121EL | 3GB |  | 12H | COMM | CS03 | Z001 | V |  | F | EL | PD | ZABB | HGQ | 3410120000 | PC |  | 1 | Y_PPM_01 | [5 empty] | 1 | 0 | PC | 2007-12-04 | 0 | PC
VTT-D072-83 | JDZ10-6C1 6600/110V 100VA/CL1.0 |  | 121EL-VT | 3GB |  | 12H | COMM | CS03 | Z001 | V |  | F | RM | PD | ZABB | HGQ | 3410121000 | PC |  | 1 | CNXIHE4 | [5 empty] | 1 | 0 | PC | 2016-07-13 | 0 | PC
VTT-D072-83S | JSZVR2-6C1 6.6/.11kV,SECONDARY:100VA/1.0 |  | 121EL | 3GB |  | 12H | COMM | CS03 | Z001 | V |  | F | RM | PD | ZABB | HGQ | 3410120000 | PC |  | 1 | Y_PPM_01 | [5 empty] | 1 | 0 | PC | 2007-12-04 | 0 | PC
VTT-D072-83S-01 | JSZVR2-6C2 6.6/.11kV,SECONDARY:100VA/1.0 |  | 121EL-VT | 3GB |  | 12H | COMM | CS03 | Z001 | V |  | F | RM | PD | ZABB | HGQ | 3410121000 | PC |  | 1 | CNXIHE4 | [5 empty] | 1 | 0 | PC | 2009-12-04 | 0 | PC
VTT-D072-B5 | JDZ11-6 6.6/0.11kV,SECONDARY:500VA/3.0 |  | 121EL | 3GB |  | 12H | COMM | CS03 | Z001 | V |  | F | RM | PD | ZABB | HGQ | 3410121000 | PC |  | 1 | CNXIHE4 | [5 empty] | 1 | 0 | PC | 2008-08-29 | 0 | PC
VTT-D072-D1S | JSZVR2-6C2 6.6/0.11kV,SECONDARY:25VA/0.2 |  | 121EL | 3GB |  | 12H | COMM | CS03 | Z001 | V |  | F | RM | PD | ZABB | HGQ | 3410121000 | PC |  | 1 | CNXIHE4 | [5 empty] | 1 | 0 | PC | 2008-03-26 | 0 | PC
VTT-D072-E3 | JDZ11-6 6.6/0.11kV |  | 121EL-VT |  |  | B03 | COMM | CS03 | Z001 | V |  | F | RM | PD | ZABB | HGQ | 3410121000 | PC |  | 1 | T_GUIHUA_YE | [5 empty] | 1 | 0 | PC | 2011-11-10 | 0 | PC
VTT-D074-B5 | JDZ11-6S 6.6/0.23kV 500VA/CL3.0 |  | 121EL-VT | 3GB |  | 12H | COMM | CS03 | Z001 | V |  | F | RM | PD | ZABB | HGQ | 3410121000 | PC |  | 1 | CNXIHE4 | [5 empty] | 1 | 0 | PC | 2015-07-02 | 0 | PC
VTT-D081-21S | JSZVR2-6C1 6.3/0.1 kV 0.2 30VA |  | 121EL-VT | 3GB |  | 12H | COMM | CS03 | Z001 | V |  | F | RM | PD | ZABB | HGQ | 3410121000 | PC |  | 1 | CNADDEN | [5 empty] | 1 | 0 | PC | 2020-08-21 | 0 | PC
VTT-D081-42 | JDZ10-6C1 6300/100V |  | 121EL-VT | 3GB |  | B03 | COMM | CS03 | Z001 | V |  | F | RM | PD | ZABB | HGQ | 3410121000 | PC |  | 1 | CNSOLIN2 | [5 empty] | 1 | 0 | PC | 2014-04-01 | 0 | PC
VTT-D081-42S | JSZVR2-6C3 6.3/0.1kV,SECONDARY:50VA/0.5 |  | 121EL | 3GB |  | 12H | COMM | CS03 | Z001 | V |  | F | EL | PD | ZABB | HGQ | 3410120000 | PC |  | 1 | Y_PPM_01 | [5 empty] | 1 | 0 | PC | 2007-12-04 | 0 | PC
VTT-D081-52S | JSZVR2-6C1 6.3/0.1KV 60VA/0.5 W.TUBE |  | 121EL | 3GB |  | 12H | COMM | CS03 | Z001 | V |  | F | EL | PD | ZABB | HGQ | 3410120000 | PC |  | 1 | Y_PPM_01 | [5 empty] | 1 | 0 | PC | 2007-12-04 | 0 | PC
VTT-D081-52S-1 | JSZVR2-6C2 6.3/0.1KV 60VA/0.5 W.TUBE |  | 121EL-VT | 3GB |  | 12H | COMM | CS03 | Z001 | V |  | F | RM | PD | ZABB | HGQ | 3410121000 | PC |  | 1 | CNZHZHA51 | [5 empty] | 1 | 0 | PC | 2021-03-02 | 0 | PC
VTT-D081-A1S | JSZVR2-6C2 6300/100V 20VA/CL0.2 50Hz |  | 121EL-VT | 3GB |  | 12H | COMM | CS03 | Z001 | V |  | F | RM | PD | ZABB | HGQ | 3410121000 | PC |  | 1 | T_GUIHUA_YE | [5 empty] | 1 | 0 | PC | 2015-11-19 | 0 | PC
VTT-D082-42 | JDZ10-6C1 6.3/0.11kV 50VA CL0.5 |  | 121EL | 3GB |  | 12H | COMM | CS03 | Z001 | V |  | F | EL | PD | ZABB | HGQ | 3410120000 | PC |  | 1 | Y_PPM_01 | [5 empty] | 1 | 0 | PC | 2007-12-04 | 0 | PC
VTT-D082-83 | JDZ10-6C1 6.3/0.11kV 100VA CL1.0 |  | 121EL-VT | 3GB |  | 12H | COMM | CS03 | Z001 | V |  | F | RM | PD | ZABB | HGQ | 3410121000 | PC |  | 1 | CNGELI3 | [5 empty] | 1 | 0 | PC | 2019-07-02 | 0 | PC
VTT-D082-83-1 | JDZ10-6C1 6.3/0.11KV,SECONDARY:100VA/CL |  | 121EL-VT | 3GD |  | 12H | COMM | CS03 | Z001 | V |  | F | RM | PD | ZABB | HGQ | 3410121000 | PC |  | 1 | CNGELI3 | [5 empty] | 1 | 0 | PC | 2019-12-26 | 0 | PC
VTT-D082-83S | JSZVR2-6C1 6.3/0.11KV 100VA/1.0 W.TUBE |  | 121EL | 3GB |  | 12H | COMM | CS03 | Z001 | V |  | F | EL | PD | ZABB | HGQ | 3410120000 | PC |  | 1 | Y_PPM_01 | [5 empty] | 1 | 0 | PC | 2007-12-04 | 0 | PC
VTT-D082-83S-1 | JSZVR2-6C2 6300/110V 100VA/CL1.0 50Hz |  | 121EL-VT | 3GB |  | 12H | COMM | CS03 | Z001 | V |  | F | RM | PD | ZABB | HGQ | 3410121000 | PC |  | 1 | T_GUIHUA_YE | [5 empty] | 1 | 0 | PC | 2011-10-17 | 0 | PC
VTT-D082-A3 | JDZ10-6C1 6.3/0.11kV,SECONDARY:150VA/CL1 |  | 121EL-VT | 3GB |  | 12H | COMM | CS03 | Z001 | V |  | F | RM | PD | ZABB | HGQ | 3410121000 | PC |  | 1 | CNMAZHA43 | [5 empty] | 1 | 0 | PC | 2020-04-09 | 0 | PC
VTT-D082-G5 | JDZ10-6C1 6.3/0.11kV,SECONDARY:300VA/CL3 |  | 121EL-VT | 3GD |  | 12H | COMM | CS03 | Z001 | V |  | F | RM | PD | ZABB | HGQ | 3410121000 | PC |  | 1 | CNMAZHA43 | [5 empty] | 1 | 0 | PC | 2020-04-21 | 0 | PC
VTT-D083-52S | JSZVR2-6C2 6.3/0.12KV 60VA/0.5 W.TUBE |  | 121EL-VT |  |  | 129 | COMM | CS03 | Z001 | V |  | F | RM | PD | ZABB | HGQ | 3410121000 | PC |  | 1 | CNZHZHA51 | [5 empty] | 1 | 0 | PC | 2021-03-02 | 0 | PC
VTT-D083-B5 | JDZ11-6 6300/220V 500VA/3.0 |  | 121EL | 3GB |  | 12H | COMM | CS03 | Z001 | V |  | F | EL | PD | ZABB | HGQ | 3410120000 | PC |  | 1 | Y_PPM_01 | [5 empty] | 1 | 0 | PC | 2007-12-04 | 0 | PC
VTT-D101-11 | JDZ10-10C 10/0.1KV SECONDARY:15VA/0.2 |  | 121EL | 3GB |  | 12H | COMM | CS03 | Z001 | V |  | F | EL | PD | ZABB | HGQ | 3410120000 | PC |  | 1 | Y_PPM_01 | [5 empty] | 1 | 0 | PC | 2007-12-04 | 0 | PC
VTT-D101-11-1 | JDZ10-10C1 10/0.1KV SECONDARY:15VA/0.2 |  | 121EL | 3GB |  | 12H | COMM | CS03 | Z001 | V |  | F | RM | PD | ZABB | HGQ | 3410120000 | PC |  | 1 | Y_PPM_01 | [5 empty] | 1 | 0 | PC | 2007-12-04 | 0 | PC
VTT-D101-11-10 | JDZ10-10C1 10/0.1KV SECONDARY:15VA/0.2 |  | 121EL-VT | 3GB |  | 12H | COMM | CS03 | Z001 | V |  | F | RM | PD | ZABB | HGQ | 3410121000 | PC |  | 1 | CNJOCHE21 | [5 empty] | 1 | 0 | PC | 2021-01-12 | 0 | PC
VTT-D101-11-11 | JDZ10-10C1 10/0.1KV SECONDARY:15VA/0.2 |  | 121EL-VT |  |  | 129 | COMM | CS03 | Z001 | V |  | F | RM | PD | ZABB | HGQ | 3410121000 | PC |  | 1 | CNJOCHE21 | [5 empty] | 1 | 0 | PC | 2021-01-13 | 0 | PC
VTT-D101-11-12 | JDZ13-20A 10/0.1kV 0.2/15VA |  | 121EL-VT | 3GB |  | 12H | COMM | CS03 | Z001 | V |  | F | RM | PD | ZABB | HGQ | 3410121000 | PC |  | 1 | CNJOCHE21 | [5 empty] | 1 | 0 | PC | 2021-09-15 | 0 | PC
VTT-D101-11-2 | JDZX10-10N 10/0.1KV SECONDARY:15VA/0.2 |  | 121EL | 3GB |  | 12H | COMM | CS03 | Z001 | V |  | F | RM | PD | ZABB | HGQ | 3410120000 | PC |  | 1 | Y_PPM_01 | [5 empty] | 1 | 0 | PC | 2007-12-04 | 0 | PC
VTT-D101-11-4 | JDZ11-10 10/0.1kV,15VA/CL0.2 |  | 121EL-VT |  |  | B03 | COMM | CS03 | Z001 | V |  | F | RM | PD | ZABB | HGQ | 3410121000 | PC |  | 1 | CNXIHE4 | [5 empty] | 1 | 0 | PC | 2014-01-13 | 0 | PC
VTT-D101-11-5 | JDZ10-10C1 10/0.1KV SECONDARY:15VA/0.2 |  | 121EL-VT | 3GB |  | 12H | COMM | CS03 | Z001 | V |  | F | RM | PD | ZABB | HGQ | 3410121000 | PC |  | 1 | T_GUIHUA_YE | [5 empty] | 1 | 2 | PC | 2016-03-02 | 0 | PC
VTT-D101-11-6 | JDZ9-10B 10000/100V,15VA/CL0.2 |  | 121EL-VT | 3GB |  | 12H | COMM | CS03 | Z001 | V |  | F | RM | PD | ZABB | HGQ | 3410121000 | PC |  | 1 | CNDUYAN | [5 empty] | 1 | 0 | PC | 2018-07-17 | 0 | PC
VTT-D101-11-7 | JDZ10-10C1 10/0.1KV SECONDARY:15VA/0.2 |  | 121EL-VT | 3GB |  | 12H | COMM | CS03 | Z001 | V |  | F | RM | PD | ZABB | HGQ | 3410121000 | PC |  | 1 | CNGELI3 | [5 empty] | 1 | 0 | PC | 2019-10-11 | 0 | PC
VTT-D101-11-8 | JDZ10-10C1 10000/100V,15VA/CL0.2 |  | 121EL-VT |  |  | 129 | COMM | CS03 | Z001 | V |  | F | RM | PD | ZABB | HGQ | 3410121000 | PC |  | 1 | CNDUYAN | [5 empty] | 1 | 0 | PC | 2020-07-14 | 0 | PC
VTT-D101-11-9 | JDZ10-10C1 10000/100V |  | 121EL-VT | 3GD |  | 12H | COMM | CS03 | Z001 | V |  | F | RM | PD | ZABB | HGQ | 3410121000 | PC |  | 1 | CNJOCHE21 | [5 empty] | 1 | 0 | PC | 2020-10-27 | 0 | PC
VTT-D101-11S | JSZVR2-10C1 10/0.1kV,SECONDARY:15VA/0.2 |  | 121EL | 3GB |  | 12H | COMM | CS03 | Z001 | V |  | F | EL | PD | ZABB | HGQ | 3410120000 | PC |  | 1 | Y_PPM_01 | [5 empty] | 1 | 0 | PC | 2007-12-04 | 0 | PC
VTT-D101-11S-1 | JSZVR2-10C2 10/0.1kV,SECONDARY:15VA/0.2 |  | 121EL | 3GB |  | 12H | COMM | CS03 | Z001 | V |  | F | RM | PD | ZABB | HGQ | 3410121000 | PC |  | 1 | CNXIHE4 | [5 empty] | 1 | 0 | PC | 2008-11-11 | 0 | PC
VTT-D101-11S-2 | JSZVR2-10C2 10/0.1kV,SECONDARY:15VA/0.2 |  | 121EL-VT | 3GB |  | 12H | COMM | CS03 | Z001 | V |  | F | RM | PD | ZABB | HGQ | 3410121000 | PC |  | 1 | T_GUIHUA_YE | [5 empty] | 1 | 0 | PC | 2013-02-19 | 0 | PC
VTT-D101-11S-3 | JSZVR2-10C3 10/0.1kV,SECONDARY:15VA/0.2 |  | 121EL-VT | 3GB |  | 12H | COMM | CS03 | Z001 | V |  | F | RM | PD | ZABB | HGQ | 3410121000 | PC |  | 1 | T_GUIHUA_YE | [5 empty] | 1 | 0 | PC | 2013-04-23 | 0 | PC
VTT-D101-11S-4 | JSZV13-20R 10/0.1kV 15VA/CL0.2 |  | 121EL-VT | 3GB |  | 12H | COMM | CS03 | Z001 | V |  | F | RM | PD | ZABB | HGQ | 3410121000 | PC |  | 1 | T_GUIHUA_YE | [5 empty] | 1 | 0 | PC | 2015-12-07 | 0 | PC
VTT-D101-11S-5 | JSZVR2-10C1 10/0.1kV 0.2/15VA(JJG) |  | 121EL-VT | 3GB |  | 12H | COMM | CS03 | Z001 | V |  | F | RM | PD | ZABB | HGQ | 3410121000 | PC |  | 1 | CNJOCHE21 | [5 empty] | 1 | 0 | PC | 2021-07-16 | 0 | PC
VTT-D101-12-1 | JDZ10-10C1 10000/100V 15VA/CL0.5 |  | 121EL-VT | 3GB |  | 12H | COMM | CS03 | Z001 | V |  | F | RM | PD | ZABB | HGQ | 3410121000 | PC |  | 1 | CNDUYAN | [5 empty] | 1 | 0 | PC | 2020-08-19 | 0 | PC
VTT-D101-12S | JSZVR2-10C1 10/0.1kV,SECONDARY:15VA/0.5 |  | 121EL | 3GB |  | 12H | COMM | CS03 | Z001 | V |  | F | RM | PD | ZABB | HGQ | 3410120000 | PC |  | 1 | Y_PPM_01 | [5 empty] | 1 | 0 | PC | 2007-12-04 | 0 | PC
VTT-D101-12S-1 | JSZVR2-10C2 10/0.1kV,SECONDARY:15VA/0.5 |  | 121EL-VT | 3GB |  | 12H | COMM | CS03 | Z001 | V |  | F | RM | PD | ZABB | HGQ | 3410121000 | PC |  | 1 | T_GUIHUA_YE | [5 empty] | 1 | 0 | PC | 2011-10-10 | 0 | PC
VTT-D101-13S | JSZVR2-10C3 10/0.1kV,SECONDARY:100VA/1.0 |  | 121EL | 3GB |  | 12H | COMM | CS03 | Z001 | V |  | F | EL | PD | ZABB | HGQ | 3410120000 | PC |  | 1 | Y_PPM_01 | [5 empty] | 1 | 0 | PC | 2007-12-04 | 0 | PC
VTT-D101-21 | JDZ11-10 10/0.1kV 30VA CL0.2 |  | 121EL | 3GB |  | 12H | COMM | CS03 | Z001 | V |  | F | EL | PD | ZABB | HGQ | 3410120000 | PC |  | 1 | Y_PPM_01 | [5 empty] | 1 | 0 | PC | 2007-12-04 | 0 | PC
VTT-D101-21-10 | JDZ11-10 10/0.1KV 30VA/CL0.2 |  | 121EL-VT | 3GB |  | 12H | COMM | CS03 | Z001 | V |  | F | RM | PD | ZABB | HGQ | 3410121000 | PC |  | 1 | CNGELI3 | [5 empty] | 1 | 0 | PC | 2020-01-19 | 0 | PC
VTT-D101-21-11 | JDZ10-10C1 10/0.1KV SECONDARY:30VA/0.2 |  | 121EL-VT | 3GB |  | 12H | COMM | CS03 | Z001 | V |  | F | RM | PD | ZABB | HGQ | 3410121000 | PC |  | 1 | CNMAZHA43 | [5 empty] | 1 | 0 | PC | 2020-03-10 | 0 | PC
VTT-D101-21-12 | JDZ10-10C1-D 10000/100V |  | 121EL-VT | 3GB |  | 12H | COMM | CS03 | Z001 | V |  | F | RM | PD | ZABB | HGQ | 3410121000 | PC |  | 1 | CNGELI3 | [5 empty] | 1 | 0 | PC | 2020-03-27 | 0 | PC
VTT-D101-21-13 | JDZ11-10 10/0.1KV SECONDARY:30VA/0.2 |  | 121EL-VT |  |  | 129 | COMM | CS03 | Z001 | V |  | F | RM | PD | ZABB | HGQ | 3410121000 | PC |  | 1 | CNGELI3 | [5 empty] | 1 | 0 | PC | 2020-03-27 | 0 | PC
VTT-D101-21-2 | JDZ11-10A 10/0.1kV CL0.2 30VA（满足计量标准） |  | 121EL-VT |  |  | B03 | COMM | CS03 | Z001 | V |  | F | RM | PD | ZABB | HGQ | 3410121000 | PC |  | 1 | CNXIHE4 | [5 empty] | 1 | 0 | PC | 2012-04-10 | 0 | PC
VTT-D101-21-3 | JDZ11-10S 10/0.1kV 30VA/CL0.2 |  | 121EL-VT | 3GB |  | 12H | COMM | CS03 | Z001 | V |  | F | RM | PD | ZABB | HGQ | 3410121000 | PC |  | 1 | CNXIHE4 | [5 empty] | 1 | 0 | PC | 2012-04-12 | 0 | PC
VTT-D101-21-4 | JDZ11-10 10/.1 kV 30VA/CL0.2 |  | 121EL-VT | 3GB |  | 12H | COMM | CS03 | Z001 | V |  | F | RM | PD | ZABB | HGQ | 3410121000 | PC |  | 1 | T_GUIHUA_YE | [5 empty] | 1 | 0 | PC | 2013-04-16 | 0 | PC
VTT-D101-21-5 | JDZ10-10C1 10/0.1KV SECONDARY:30VA/0.2 |  | 121EL-VT | 3GB |  | 12H | COMM | CS03 | Z001 | V |  | F | RM | PD | ZABB | HGQ | 3410121000 | PC |  | 1 | CNXIHE4 | [5 empty] | 1 | 0 | PC | 2015-08-12 | 0 | PC
VTT-D101-21-6 | JDZ10-10C1 10000/100V 30VA/CL0.2 |  | 121EL-VT | 3GB |  | 12H | COMM | CS03 | Z001 | V |  | F | RM | PD | ZABB | HGQ | 3410121000 | PC |  | 1 | CNXIHE4 | [5 empty] | 1 | 0 | PC | 2016-06-15 | 0 | PC
VTT-D101-21-7 | JDZ10-10C1 10000/100V 30VA/CL0.2 |  | 121EL-VT | 3GB |  | 12H | COMM | CS03 | Z001 | V |  | F | RM | PD | ZABB | HGQ | 3410121000 | PC |  | 1 | CNXIHE4 | [5 empty] | 1 | 0 | PC | 2016-09-06 | 0 | PC
VTT-D101-21-8 | JDZ10-10C1 10/0.1KV SECONDARY:30VA/0.2 |  | 121EL-VT | 3GB |  | 12H | COMM | CS03 | Z001 | V |  | F | RM | PD | ZABB | HGQ | 3410121000 | PC |  | 1 | CNDUYAN | [5 empty] | 1 | 0 | PC | 2019-06-19 | 0 | PC
VTT-D101-21-9 | JDZ10-10C1 10 kV / 0.1 kV 30VA/CL0.2 |  | 121EL-VT | 3GB |  | 12H | COMM | CS03 | Z001 | V |  | F | RM | PD | ZABB | HGQ | 3410121000 | PC |  | 1 | CNGELI3 | [5 empty] | 1 | 0 | PC | 2020-01-15 | 0 | PC
VTT-D101-21S | JSZVR2-10C1 10/0.1kV,SECONDARY:30VA/0.2 |  | 121EL | 3GB |  | 12H | COMM | CS03 | Z001 | V |  | F | EL | PD | ZABB | HGQ | 3410120000 | PC |  | 1 | Y_PPM_01 | [5 empty] | 1 | 0 | PC | 2007-12-04 | 0 | PC
VTT-D101-21S-1 | JSZVR2-10C2 10/0.1kV,SECONDARY:30VA/0.2 |  | 121EL-VT | 3GB |  | 12H | COMM | CS03 | Z001 | V |  | F | RM | PD | ZABB | HGQ | 3410121000 | PC |  | 1 | CNXIHE4 | [5 empty] | 1 | 0 | PC | 2009-08-03 | 0 | PC
VTT-D101-21S-2 | JSZVR2-10C3 10/0.1kV,SECONDARY:30VA/0.2 |  | 121EL-VT | 3GB |  | 12H | COMM | CS03 | Z001 | V |  | F | RM | PD | ZABB | HGQ | 3410121000 | PC |  | 1 | CNXIHE4 | [5 empty] | 1 | 0 | PC | 2012-04-09 | 0 | PC
VTT-D101-21S-3 | JSZVR2-10C1 10/0.1kV,SECONDARY:30VA/0.2 |  | 121EL-VT | 3GB |  | 12H | COMM | CS03 | Z001 | V |  | F | RM | PD | ZABB | HGQ | 3410121000 | PC |  | 1 | T_GUIHUA_YE | [5 empty] | 1 | 0 | PC | 2012-09-05 | 0 | PC
VTT-D101-21S-4 | JSZVR2-10C3 10/0.1kV,30VA/CL0.2 |  | 121EL-VT | 3GB |  | 12H | COMM | CS03 | Z001 | V |  | F | RM | PD | ZABB | HGQ | 3410121000 | PC |  | 1 | CNXIHE4 | [5 empty] | 1 | 0 | PC | 2014-04-09 | 0 | PC
VTT-D101-21S-5 | JSZVR2-10C1 10/0.1kV,SECONDARY:30VA/0.2 |  | 121EL-VT | 3GD |  | 12H | COMM | CS03 | Z001 | V |  | F | RM | PD | ZABB | HGQ | 3410121000 | PC |  | 1 | CNGELI3 | [5 empty] | 1 | 0 | PC | 2019-10-22 | 0 | PC
VTT-D101-22-1 | JDZ10-10C 10/0.1kV,SECONDARY:30VA/0.5 |  | 121EL | 3GB |  | 12H | COMM | CS03 | Z001 | V |  | F | EL | PD | ZABB | HGQ | 3410120000 | PC |  | 1 | Y_PPM_01 | [5 empty] | 1 | 0 | PC | 2007-12-04 | 0 | PC
VTT-D101-22-2 | JDZ10-10C1 10/0.1kV,SECONDARY:30VA/0.5 |  | 121EL-VT | 3GB |  | 12H | COMM | CS03 | Z001 | V |  | F | RM | PD | ZABB | HGQ | 3410121000 | PC |  | 1 | CNXIHE4 | [5 empty] | 1 | 0 | PC | 2010-06-08 | 0 | PC
VTT-D101-22-3 | JDZ11-10 10/0.1kV 30VA/CL0.5 |  | 121EL-VT | 3GB |  | 12H | COMM | CS03 | Z001 | V |  | F | RM | PD | ZABB | HGQ | 3410121000 | PC |  | 1 | CNXIHE4 | [5 empty] | 1 | 0 | PC | 2010-08-18 | 0 | PC
VTT-D101-22-4 | JDZ10-10C1 10/ 0.1 kV，30VA/CL0.5 |  | 121EL-VT | 3GB |  | 12H | COMM | CS03 | Z001 | V |  | F | RM | PD | ZABB | HGQ | 3410121000 | PC |  | 1 | CNXIHE4 | [5 empty] | 1 | 0 | PC | 2016-04-15 | 0 | PC
VTT-D101-22-5 | JDZ10-10C1-D 10000/100V 30VA/CL0.5 |  | 121EL-VT | 3GB |  | 12H | COMM | CS03 | Z001 | V |  | F | RM | PD | ZABB | HGQ | 3410121000 | PC |  | 1 | CNGELI3 | [5 empty] | 1 | 0 | PC | 2019-12-23 | 0 | PC
VTT-D101-22S | JSZVR2-10C1 10/0.1kV,SECONDARY:30VA/0.5 |  | 121EL | 3GB |  | 12H | COMM | CS03 | Z001 | V |  | F | EL | PD | ZABB | HGQ | 3410120000 | PC |  | 1 | Y_PPM_01 | [5 empty] | 1 | 0 | PC | 2007-12-04 | 0 | PC
VTT-D101-22S-1 | JSZVR2-10C2 10/0.1kV,SECONDARY:30VA/0.5 |  | 121EL | 3GB |  | 12H | COMM | CS03 | Z001 | V |  | F | RM | PD | ZABB | HGQ | 3410121000 | PC |  | 1 | CNXIHE4 | [5 empty] | 1 | 0 | PC | 2008-11-13 | 0 | PC
VTT-D101-22S-2 | JSZVR2-10C3 10/0.1kV,30VA/CL0.5 |  | 121EL-VT | 3GB |  | 12H | COMM | CS03 | Z001 | V |  | F | RM | PD | ZABB | HGQ | 3410121000 | PC |  | 1 | CNDUYAN | [5 empty] | 1 | 0 | PC | 2018-05-24 | 0 | PC
VTT-D101-22S-3 | JSZVR2-10C1 10/0.1kV,SECONDARY:30VA/0.5 |  | 121EL-VT | 3GB |  | 12H | COMM | CS03 | Z001 | V |  | F | RM | PD | ZABB | HGQ | 3410121000 | PC |  | 1 | CNGELI3 | [5 empty] | 1 | 0 | PC | 2019-07-10 | 0 | PC
VTT-D101-22S-4 | JSZVR2-10C2 10/0.1kV 0.5/30VA |  | 121EL-VT | 3GB |  | 12H | COMM | CS03 | Z001 | V |  | F | RM | PD | ZABB | HGQ | 3410121000 | PC |  | 1 | CNGELI3 | [5 empty] | 1 | 0 | PC | 2019-07-17 | 0 | PC
VTT-D101-22S-5 | JSZVR2-10C1 10/0.1kV,SECONDARY:30VA/0.5 |  | 121EL-VT | 3GB |  | 12H | COMM | CS03 | Z001 | V |  | F | RM | PD | ZABB | HGQ | 3410121000 | PC |  | 1 | CNMAZHA43 | [5 empty] | 1 | 0 | PC | 2020-06-03 | 0 | PC
VTT-D101-32 | JDZ10-10C1 10000/100V 30VA/CL0.5 |  | 121EL-VT | 3GB |  | 12H | COMM | CS03 | Z001 | V |  | F | RM | PD | ZABB | HGQ | 3410121000 | PC |  | 1 | T_GUIHUA_YE | [5 empty] | 1 | 0 | PC | 2015-11-24 | 0 | PC
VTT-D101-41S | JSZV17-10R 10/0.1kV 0.2/50VA |  | 121EL | 3GB |  | 12H | COMM | CS03 | Z001 | V |  | F | EL | PD | ZABB | HGQ | 3410121000 | PC |  | 1 | CNWELAN | [5 empty] | 1 | 0 | PC | 2008-01-12 | 0 | PC
VTT-D101-42 | JDZ10-10C1 10/0.1kV SECONDARY:50VA/0.5 |  | 121EL | 3GB |  | 12H | COMM | CS03 | Z001 | V |  | F | EL | PD | ZABB | HGQ | 3410120000 | PC |  | 1 | Y_PPM_01 | [5 empty] | 1 | 0 | PC | 2007-12-04 | 0 | PC
VTT-D101-42-3 | JDZ10-10C1 10/0.1kV,SECONDARY:0.5/50VA |  | 121EL-VT | 3GB |  | 12H | COMM | CS03 | Z001 | V |  | F | RM | PD | ZABB | HGQ | 3410121000 | PC |  | 1 | CNGELI3 | [5 empty] | 1 | 0 | PC | 2019-10-10 | 0 | PC
VTT-D101-42-4 | JDZ10-10C1-D 10/0.1kV SECONDARY:50VA/0. |  | 121EL-VT | 3GB |  | 12H | COMM | CS03 | Z001 | V |  | F | RM | PD | ZABB | HGQ | 3410121000 | PC |  | 1 | CNGELI3 | [5 empty] | 1 | 0 | PC | 2019-10-25 | 0 | PC
VTT-D101-42-5 | JDZ10-10C1-D 10000/100V |  | 121EL-VT | 3GB |  | 12H | COMM | CS03 | Z001 | V |  | F | RM | PD | ZABB | HGQ | 3410121000 | PC |  | 1 | CNGELI3 | [5 empty] | 1 | 0 | PC | 2020-01-13 | 0 | PC
VTT-D101-42-6 | JDZ10-10C1 10 kV / 0.1 kV |  | 121EL-VT | 3GB |  | 12H | COMM | CS03 | Z001 | V |  | F | RM | PD | ZABB | HGQ | 3410121000 | PC |  | 1 | CNGELI3 | [5 empty] | 1 | 0 | PC | 2020-01-15 | 0 | PC
VTT-D101-42-8 | JDZ10-10C1 10/0.1kV,SECONDARY:0.5/50VA |  | 123HGQ | 3GB |  | 12H | COMM | CS03 | Z001 | V |  | F | RM | PD | ZABB | HGQ | 3410121000 | PC |  | 1 | CNJOCHE21 | [5 empty] | 1 | 0 | PC | 2021-01-29 | 0 | PC
VTT-D101-42S | JSZVR2-10C1 10/0.1kV,SECONDARY:50VA/0.5 |  | 121EL | 3GB |  | 12H | COMM | CS03 | Z001 | V |  | F | EL | PD | ZABB | HGQ | 3410120000 | PC |  | 1 | Y_PPM_01 | [5 empty] | 1 | 14 | PC | 2007-12-04 | 0 | PC
VTT-D101-42S-2 | JSZVR2-10C3 10/0.1kV,SECONDARY:50VA/0.5 |  | 121EL-VT | 3GB |  | 12H | COMM | CS03 | Z001 | V |  | F | RM | PD | ZABB | HGQ | 3410121000 | PC |  | 1 | CNXIHE4 | [5 empty] | 1 | 0 | PC | 2010-12-09 | 0 | PC
VTT-D101-42S-210 | JSZVR2-10C2 10/0.1kV,SECONDARY:50VA/0.5 |  | 121EL-VT | 3GB |  | 12H | COMM | CS03 | Z001 | V |  | F | RM | PD | ZABB | HGQ | 3410121000 | PC |  | 1 | CNDUYAN | [5 empty] | 1 | 2 | PC | 2020-06-02 | 0 | PC
VTT-D101-42S-3 | JSZVR2-10C3 10000/100V 50VA/CL0.5 W.TUBE |  | 121EL-VT | 3GB |  | 12H | COMM | CS03 | Z001 | V |  | F | RM | PD | ZABB | HGQ | 3410121000 | PC |  | 1 | T_GUIHUA_YE | [5 empty] | 1 | 0 | PC | 2012-08-21 | 0 | PC
VTT-D101-42S-5 | JSZV13-20R 10/0.1kV,SECONDARY:50VA/CL0.5 |  | 121EL-VT | 3GB |  | 12H | COMM | CS03 | Z001 | V |  | F | RM | PD | ZABB | HGQ | 3410121000 | PC |  | 1 | CNXIHE4 | [5 empty] | 1 | 0 | PC | 2014-08-28 | 0 | PC
VTT-D101-42S-6 | JSZVR2-10C1 10/0.1kV,SECONDARY:50VA/0.5 |  | 121EL-VT |  |  | 129 | COMM | CS03 | Z001 | V |  | F | RM | PD | ZABB | HGQ | 3410121000 | PC |  | 1 | CNGELI3 | [5 empty] | 1 | 0 | PC | 2019-09-12 | 0 | PC
VTT-D101-42S-7 | JSZVR2-10C2 10/0.1kV,SECONDARY:50VA/0.5 |  | 121EL-VT |  |  | 129 | COMM | CS03 | Z001 | V |  | F | RM | PD | ZABB | HGQ | 3410121000 | PC |  | 1 | CNGELI3 | [5 empty] | 1 | 0 | PC | 2019-10-16 | 0 | PC
VTT-D101-42S/210 | JSZVR2-10C2 10/0.1kV,SECONDARY:50VA/0.5 |  | 121EL | 3GB |  | 12H | COMM | CS03 | Z001 | V |  | F | EL | PD | ZABB | HGQ | 3410120000 | PC |  | 1 | Y_PPM_01 | [5 empty] | 1 | 0 | PC | 2007-12-04 | 0 | PC
VTT-D101-47S | JSZVR2-10C2 10/0.1kV,50VA/3P |  | 121EL-VT | 3GB |  | 12H | COMM | CS03 | Z001 | V |  | F | RM | PD | ZABB | HGQ | 3410121000 | PC |  | 1 | CNXIHE4 | [5 empty] | 1 | 0 | PC | 2015-04-08 | 0 | PC
VTT-D101-52 | JDZ10-10C1 10/0.1kV,SECONDARY:60VA/0.5 |  | 121EL | 3GB |  | 12H | COMM | CS03 | Z001 | V |  | F | EL | PD | ZABB | HGQ | 3410120000 | PC |  | 1 | Y_PPM_01 | [5 empty] | 1 | 0 | PC | 2007-12-04 | 0 | PC
VTT-D101-52S | JSZVR2-10C3 10/0.1kV,SECONDARY:60VA/0.5 |  | 121EL | 3GB |  | 12H | COMM | CS03 | Z001 | V |  | F | EL | PD | ZABB | HGQ | 3410120000 | PC |  | 1 | Y_PPM_01 | [5 empty] | 1 | 0 | PC | 2007-12-04 | 0 | PC
VTT-D101-52S-1 | JSZVR2-10C1 10/0.1kV,SECONDARY:60VA/0.5 |  | 121EL | 3GB |  | 12H | COMM | CS03 | Z001 | V |  | F | EL | PD | ZABB | HGQ | 3410120000 | PC |  | 1 | Y_PPM_01 | [5 empty] | 1 | 0 | PC | 2007-12-04 | 0 | PC
VTT-D101-52S-2 | JSZVR2-10C2 10/0.1kV,SECONDARY:60VA/0.5 |  | 121EL | 3GB |  | 12H | COMM | CS03 | Z001 | V |  | F | EL | PD | ZABB | HGQ | 3410120000 | PC |  | 1 | Y_PPM_01 | [5 empty] | 1 | 0 | PC | 2007-12-04 | 0 | PC
VTT-D101-52S-NP | JSZVR2-10C2 10/0.1kV,60VA/CL0.5 |  | 121EL-VT | 3GB |  | 12H | COMM | CS03 | Z001 | V |  | F | RM | PD | ZABB | HGQ | 3410121000 | PC |  | 1 | CNDUYAN | [5 empty] | 1 | 0 | PC | 2018-04-11 | 0 | PC
VTT-D101-62S | JSZVR2-10C3 10/0.1KV 75VA/0.5 W.TUBE |  | 121EL | 3GB |  | 12H | COMM | CS03 | Z001 | V |  | F | EL | PD | ZABB | HGQ | 3410120000 | PC |  | 1 | Y_PPM_01 | [5 empty] | 1 | 0 | PC | 2007-12-04 | 0 | PC
VTT-D101-62S-1 | JSZVR2-10C1 10/0.1KV 75VA/0.5 W.TUBE |  | 121EL | 3GB |  | 12H | COMM | CS03 | Z001 | V |  | F | RM | PD | ZABB | HGQ | 3410121000 | PC |  | 1 | CNXIHE4 | [5 empty] | 1 | 0 | PC | 2008-05-29 | 0 | PC
VTT-D101-82 | JDZ11-10 10/0.1kV,SECONDARY:100VA/0.5 |  | 121EL | 3GB |  | 12H | COMM | CS03 | Z001 | V |  | F | EL | PD | ZABB | HGQ | 3410120000 | PC |  | 1 | Y_PPM_01 | [5 empty] | 1 | 0 | PC | 2007-12-04 | 0 | PC
VTT-D101-82S | JSZV13-20R 10/0.1 kV 100VA/CL0.5 |  | 121EL-VT | 3GB |  | 12H | COMM | CS03 | Z001 | V |  | F | RM | PD | ZABB | HGQ | 3410121000 | PC |  | 1 | CNXIHE4 | [5 empty] | 1 | 0 | PC | 2016-04-17 | 0 | PC
VTT-D101-83 | JDZ10-10C1 10/0.1KV 100VA CL1.0 |  | 121EL | 3GB |  | 12H | COMM | CS03 | Z001 | V |  | F | EL | PD | ZABB | HGQ | 3410120000 | PC |  | 1 | Y_PPM_01 | [5 empty] | 1 | 0 | PC | 2007-12-04 | 0 | PC
VTT-D101-83-1 | JSZVR2-10C2 10/0.1kV,SECONDARY:100VA/1.0 |  | 121EL | 3GB |  | 12Q | COMM | CS03 | Z001 | V |  | F | EL | PD | ZABB | HGQ | 3410120000 | PC |  | 1 | Y_PPM_01 | [5 empty] | 1 | 0 | PC | 2007-12-04 | 0 | PC
VTT-D101-83-2 | JDZ10-10C1,10/0.1KV, CL1,100VA |  | 121EL-VT | 3GB |  | 12H | COMM | CS03 | Z001 | V |  | F | RM | PD | ZABB | HGQ | 3410121000 | PC |  | 1 | CNGELI3 | [5 empty] | 1 | 0 | PC | 2020-01-13 | 0 | PC
VTT-D101-83S | JSZVR2-10C1 10/0.1KV 100VA/1.0 W.TUBE |  | 121EL | 3GB |  | 12H | COMM | CS03 | Z001 | V |  | F | EL | PD | ZABB | HGQ | 3410120000 | PC |  | 1 | Y_PPM_01 | [5 empty] | 1 | 0 | PC | 2007-12-04 | 0 | PC
VTT-D101-93S | JSZVR2-10C1 10/0.1kV,SECONDARY:120VA/1.0 |  | 121EL | 3GB |  | 12H | COMM | CS03 | Z001 | V |  | F | RM | PD | ZABB | HGQ | 3410120000 | PC |  | 1 | Y_PPM_01 | [5 empty] | 1 | 0 | PC | 2007-12-04 | 0 | PC
VTT-D101-A1 | JDZ10-10C1 10/0.1kV,SECONDARY:20VA/0.2 |  | 121EL | 3GB |  | 12H | COMM | CS03 | Z001 | V |  | F | RM | PD | ZABB | HGQ | 3410121000 | PC |  | 1 | CNXIHE4 | [5 empty] | 1 | 0 | PC | 2008-06-24 | 0 | PC
VTT-D101-A1-1 | JDZ11-10 10/0.1kV 20VA/CL0.2 |  | 121EL-VT | 3GB |  | 12H | COMM | CS03 | Z001 | V |  | F | RM | PD | ZABB | HGQ | 3410121000 | PC |  | 1 | CNXIHE4 | [5 empty] | 1 | 0 | PC | 2012-05-24 | 0 | PC
VTT-D101-A1-10 | JDZ10-10C1 10/0.1 kV 20VA/CL0.2 |  | 121EL-VT | 3GD |  | 12H | COMM | CS03 | Z001 | V |  | F | RM | PD | ZABB | HGQ | 3410121000 | PC |  | 1 | CNGELI3 | [5 empty] | 1 | 0 | PC | 2019-09-20 | 0 | PC
VTT-D101-A1-11 | JDZ10-10C1 10/0.1kV,SECONDARY:20VA/0.2 |  | 121EL-VT | 3GB |  | 12H | COMM | CS03 | Z001 | V |  | F | RM | PD | ZABB | HGQ | 3410121000 | PC |  | 1 | CNGELI3 | [5 empty] | 1 | 0 | PC | 2019-11-13 | 0 | PC
VTT-D101-A1-12 | JDZ10-10C1 10000/100V,20VA/CL0.2 |  | 121EL-VT |  |  | 129 | COMM | CS03 | Z001 | V |  | F | RM | PD | ZABB | HGQ | 3410121000 | PC |  | 1 | CNDUYAN | [5 empty] | 1 | 0 | PC | 2020-07-14 | 0 | PC
VTT-D101-A1-3 | JSZVR2-10C3 10/0.1kV,SECONDARY:20VA/CL0. |  | 121EL-VT | 3GB |  | 12H | COMM | CS03 | Z001 | V |  | F | RM | PD | ZABB | HGQ | 3410121000 | PC |  | 1 | CNCAXIA2 | [5 empty] | 1 | 0 | PC | 2013-02-27 | 0 | PC
VTT-D101-A1-4 | JDZ10-10C1 10/0.1kV,20VA/CL0.2 |  | 121EL-VT | 3GB |  | 12H | COMM | CS03 | Z001 | V |  | F | RM | PD | ZABB | HGQ | 3410121000 | PC |  | 1 | CNXIHE4 | [5 empty] | 1 | 0 | PC | 2014-01-21 | 0 | PC
VTT-D101-A1-6 | JDZ13-20A 10/0.1kV 0.2/20VA |  | 121EL-VT | 3GB |  | 12H | COMM | CS03 | Z001 | V |  | F | RM | PD | ZABB | HGQ | 3410121000 | PC |  | 1 | T_GUIHUA_YE | [5 empty] | 1 | 0 | PC | 2016-01-12 | 0 | PC
VTT-D101-A1-7 | JDZ10-10C1 10/0.1kV,20VA/CL0.2 |  | 121EL-VT | 3GB |  | 12H | COMM | CS03 | Z001 | V |  | F | RM | PD | ZABB | HGQ | 3410121000 | PC |  | 1 | CNSOLIN2 | [5 empty] | 1 | 0 | PC | 2018-12-17 | 0 | PC
VTT-D101-A1-8 | JDZ10-10C1 10/0.1KV SECONDARY:20VA/0.2 |  | 121EL-VT | 3GD |  | 12H | COMM | CS03 | Z001 | V |  | F | RM | PD | ZABB | HGQ | 3410121000 | PC |  | 1 | CNGELI3 | [5 empty] | 1 | 0 | PC | 2019-06-25 | 0 | PC
VTT-D101-A1-9 | JDZ10-10C1 10/0.1KV SECONDARY:20VA/0.2 |  | 121EL-VT | 3GB |  | 12H | COMM | CS03 | Z001 | V |  | F | RM | PD | ZABB | HGQ | 3410121000 | PC |  | 1 | CNGELI3 | [5 empty] | 1 | 0 | PC | 2019-07-10 | 0 | PC
VTT-D101-A1S | JSZVR2-10C3 10/0.1kV,SECONDARY:20VA/0.2 |  | 121EL-VT | 3GB |  | 12H | COMM | CS03 | Z001 | V |  | F | RM | PD | ZABB | HGQ | 3410121000 | PC |  | 1 | CNXIHE4 | [5 empty] | 1 | 0 | PC | 2010-07-05 | 0 | PC
VTT-D101-A1S-1 | JSZVR2-10C1 10/0.1kV 20VA/0.2 W.TUBE |  | 121EL-VT | 3GB |  | 12H | COMM | CS03 | Z001 | V |  | F | RM | PD | ZABB | HGQ | 3410121000 | PC |  | 1 | T_GUIHUA_YE | [5 empty] | 1 | 0 | PC | 2012-07-05 | 0 | PC
VTT-D101-A1S-2 | JSZVR2-10C1 10/0.1kV 20VA/0.2 W.TUBE |  | 121EL-VT | 3GB |  | 12H | COMM | CS03 | Z001 | V |  | F | RM | PD | ZABB | HGQ | 3410121000 | PC |  | 1 | CNXIHE4 | [5 empty] | 1 | 0 | PC | 2013-03-28 | 0 | PC
VTT-D101-A1S-3 | JSZVR2-10C2 10000/100V,20VA/CL0.2 |  | 121EL-VT | 3GB |  | 12H | COMM | CS03 | Z001 | V |  | F | RM | PD | ZABB | HGQ | 3410121000 | PC |  | 1 | CNXIHE4 | [5 empty] | 1 | 0 | PC | 2013-07-08 | 0 | PC
VTT-D101-A1S-4 | JSZVR2-10C2 10/0.1kV,20VA/CL0.2 |  | 121EL-VT | 3GB |  | 12H | COMM | CS03 | Z001 | V |  | F | RM | PD | ZABB | HGQ | 3410121000 | PC |  | 1 | CNXIHE4 | [5 empty] | 1 | 0 | PC | 2015-02-13 | 0 | PC
VTT-D101-A1S-5 | JSZVR2-10C2 10000/100V,20VA/CL0.2 |  | 121EL-VT | 3GB |  | 12H | COMM | CS03 | Z001 | V |  | F | RM | PD | ZABB | HGQ | 3410121000 | PC |  | 1 | CNGELI3 | [5 empty] | 1 | 0 | PC | 2019-11-20 | 0 | PC
VTT-D101-A2 | JDZ10-10C1 10/0.1kV,SECONDARY:20VA/0.5 |  | 121EL | 3GB |  | 12H | COMM | CS03 | Z001 | V |  | F | RM | PD | ZABB | HGQ | 3410121000 | PC |  | 1 | CNXIHE4 | [5 empty] | 1 | 0 | PC | 2008-09-22 | 0 | PC
VTT-D101-A2S | JSZVR2-10C2 10000/100V 20VA/CL0.5 |  | 121EL-VT | 3GB |  | 12H | COMM | CS03 | Z001 | V |  | F | RM | PD | ZABB | HGQ | 3410121000 | PC |  | 1 | CNXIHE4 | [5 empty] | 1 | 0 | PC | 2011-04-11 | 0 | PC
VTT-D101-A2S-1 | JSZVR2-10C1 10000/100V,20VA/CL0.5 |  | 121EL-VT | 3GB |  | 12H | COMM | CS03 | Z001 | V |  | F | RM | PD | ZABB | HGQ | 3410121000 | PC |  | 1 | CNXIHE4 | [5 empty] | 1 | 0 | PC | 2013-11-07 | 0 | PC
VTT-D101-A2S-2 | JSZVR2-10C3 10/0.1kV,20VA/CL0.5 |  | 121EL-VT | 3GB |  | 12H | COMM | CS03 | Z001 | V |  | F | RM | PD | ZABB | HGQ | 3410121000 | PC |  | 1 | CNXIHE4 | [5 empty] | 1 | 0 | PC | 2014-05-30 | 0 | PC
VTT-D101-B5 | JDZ11-10 10/0.1kV,SECONDARY:500VA/3.0 |  | 121EL | 3GB |  | 12H | COMM | CS03 | Z001 | V |  | F | EL | PD | ZABB | HGQ | 3410120000 | PC |  | 1 | Y_PPM_01 | [5 empty] | 1 | 0 | PC | 2007-12-04 | 0 | PC
VTT-D101-D1 | JDZ10-10C1 10/0.1kV,SECONDARY:25VA/0.2 |  | 121EL | 3GB |  | 12H | COMM | CS03 | Z001 | V |  | F | EL | PD | ZABB | HGQ | 3410120000 | PC |  | 1 | Y_PPM_01 | [5 empty] | 1 | 0 | PC | 2007-12-04 | 0 | PC
VTT-D101-D1-1 | JDZ11-10 10/0.1kV 25VA/CL0.2 |  | 121EL-VT | 3GB |  | 12H | COMM | CS03 | Z001 | V |  | F | RM | PD | ZABB | HGQ | 3410121000 | PC |  | 1 | CNXIHE4 | [5 empty] | 1 | 0 | PC | 2012-02-29 | 0 | PC
VTT-D101-D1-2 | JDZ10-10C1 10/0.1kV,SECONDARY:25VA/CL0.2 |  | 121EL-VT | 3GD |  | 12H | COMM | CS03 | Z001 | V |  | F | RM | PD | ZABB | HGQ | 3410121000 | PC |  | 1 | CNGELI3 | [5 empty] | 1 | 0 | PC | 2020-04-21 | 0 | PC
VTT-D101-D1S | JSZVR2-10C1 10/0.1kV,SECONDARY:25VA/0.2 |  | 121EL | 3GB |  | 12H | COMM | CS03 | Z001 | V |  | F | EL | PD | ZABB | HGQ | 3410120000 | PC |  | 1 | Y_PPM_01 | [5 empty] | 1 | 0 | PC | 2007-12-04 | 0 | PC
VTT-D101-D1S-1 | JSZVR2-10C2 10/0.1kV,SECONDARY:25VA/0.2 |  | 121EL | 3GB |  | 12H | COMM | CS03 | Z001 | V |  | F | EL | PD | ZABB | HGQ | 3410120000 | PC |  | 1 | Y_PPM_01 | [5 empty] | 1 | 0 | PC | 2007-12-04 | 0 | PC
VTT-D101-D1S-2 | JSZVR2-10C3 10/0.1kV,SECONDARY:25VA/0.2 |  | 121EL | 3GB |  | 12H | COMM | CS03 | Z001 | V |  | F | RM | PD | ZABB | HGQ | 3410120000 | PC |  | 1 | Y_PPM_01 | [5 empty] | 1 | 0 | PC | 2007-12-04 | 0 | PC
VTT-D101-D2 | JDZ10-10C1 10/0.1kV,SECONDARY:25VA/0.5 |  | 121EL | 3GB |  | 12H | COMM | CS03 | Z001 | V |  | F | RM | PD | ZABB | HGQ | 3410120000 | PC |  | 1 | Y_PPM_01 | [5 empty] | 1 | 0 | PC | 2007-12-04 | 0 | PC
VTT-D101-D2S | JSZVR2-10C1 10/0.1kV,SECONDARY:25VA/0.5 |  | 121EL-VT |  |  | 129 | COMM | CS03 | Z001 | V |  | F | RM | PD | ZABB | HGQ | 3410121000 | PC |  | 1 | CNMAZHA43 | [5 empty] | 1 | 0 | PC | 2020-03-02 | 0 | PC
VTT-D101-D7S-NP | JSZVR2-10C2 10000/100V |  | 121EL-VT |  |  | 129 | COMM | CS03 | Z001 | V |  | F | RM | PD | ZABB | HGQ | 3410121000 | PC |  | 1 | CNJISU10 | [5 empty] | 1 | 0 | PC | 2022-04-25 | 0 | PC
VTT-D101-E3 | JDZ11-10 10/0.1kV,SECONDARY:200VA/1.0 |  | 121EL | 3GB |  | 12H | COMM | CS03 | Z001 | V |  | F | EL | PD | ZABB | HGQ | 3410120000 | PC |  | 1 | Y_PPM_01 | [5 empty] | 1 | 0 | PC | 2007-12-04 | 0 | PC
VTT-D101-F1 | JDZ10-10C1 10/0.1kV,20VA/CL0.2 |  | 121EL-VT | 3GB |  | 12H | COMM | CS03 | Z001 | V |  | F | RM | PD | ZABB | HGQ | 3410121000 | PC |  | 1 | CNJOCHE21 | [5 empty] | 1 | 0 | PC | 2021-09-30 | 0 | PC
VTT-D101-F1S | JSZVR2-10C1 10/0.1kV,SECONDARY:20VA/0.2 |  | 121EL-VT | 3GB |  | 12H | COMM | CS03 | Z001 | V |  | F | RM | PD | ZABB | HGQ | 3410121000 | PC |  | 1 | CNXIHE4 | [5 empty] | 1 | 0 | PC | 2009-06-12 | 0 | PC
VTT-D101-F1S-1 | JSZVR2-10C2 10/0.1kV,SECONDARY:20VA/0.2 |  | 121EL-VT | 3GB |  | 12H | COMM | CS03 | Z001 | V |  | F | RM | PD | ZABB | HGQ | 3410121000 | PC |  | 1 | CNNEWAN | [5 empty] | 1 | 0 | PC | 2011-03-11 | 0 | PC
VTT-D101-I1 | JDZ11-10S 10/0.1KV 0.2/40VA |  | 121EL-VT | 3GB |  | 12H | COMM | CS03 | Z001 | V |  | F | RM | PD | ZABB | HGQ | 3410121000 | PC |  | 1 | CNXIHE4 | [5 empty] | 1 | 0 | PC | 2017-03-18 | 0 | PC
VTT-D101-K1-1 | JDZ10-10C1 10/0.1kV 10VA CL0.2 |  | 121EL-VT | 3GB |  | 12H | COMM | CS03 | Z001 | V |  | F | RM | PD | ZABB | HGQ | 3410121000 | PC |  | 1 | CNXIHE4 | [5 empty] | 1 | 0 | PC | 2010-01-07 | 0 | PC
VTT-D101-K1-10 | JDZ10-10C1 10/0.1kV 0.2/10VA |  | 121EL-VT | 3GB |  | 12H | COMM | CS03 | Z001 | V |  | F | RM | PD | ZABB | HGQ | 3410121000 | PC |  | 1 | CNDUYAN | [5 empty] | 1 | 0 | PC | 2020-11-12 | 0 | PC
VTT-D101-K1-11 | JDZ10-10C1 |  | 121EL-VT | 3GB |  | 12H | COMM | CS03 | Z001 | V |  | F | RM | PD | ZABB | HGQ | 3410121000 | PC |  | 1 | CNJOCHE21 | [5 empty] | 1 | 0 | PC | 2021-02-23 | 0 | PC
VTT-D101-K1-2 | JDZ9-10A 10/0.1kV,SECONDARY:10VA/0.2 |  | 121EL-VT | 3GB |  | 12H | COMM | CS03 | Z001 | V |  | F | RM | PD | ZABB | HGQ | 3410121000 | PC |  | 1 | CNXIHE4 | [5 empty] | 1 | 0 | PC | 2012-11-30 | 0 | PC
VTT-D101-K1-3 | JDZ11-10 10/0.1kV 10VA/CL0.2 |  | 121EL-VT | 3GB |  | 12H | COMM | CS03 | Z001 | V |  | F | RM | PD | ZABB | HGQ | 3410121000 | PC |  | 1 | CNXIHE4 | [5 empty] | 1 | 0 | PC | 2013-03-21 | 0 | PC
VTT-D101-K1-4 | JDZ10-10C1 10/0.1kV 10VA/CL0.2 |  | 121EL-VT | 3GB |  | 12H | COMM | CS03 | Z001 | V |  | F | RM | PD | ZABB | HGQ | 3410121000 | PC |  | 1 | T_GUIHUA_YE | [5 empty] | 1 | 0 | PC | 2013-04-22 | 0 | PC
VTT-D101-K1-4-NP | JDZ10-10C1 10/0.1kV 10VA/CL0.2 |  | 121EL-VT | 3GB |  | 12H | COMM | CS03 | Z001 | V |  | F | RM | PD | ZABB | HGQ | 3410121000 | PC |  | 1 | CNGELI3 | [5 empty] | 1 | 0 | PC | 2019-07-23 | 0 | PC
VTT-D101-K1-5 | JDZ9-10A 10/0.1kV,10VA/CL0.2 |  | 121EL-VT | 3GB |  | 12H | COMM | CS03 | Z001 | V |  | F | RM | PD | ZABB | HGQ | 3410121000 | PC |  | 1 | CNXIHE4 | [5 empty] | 1 | 0 | PC | 2014-04-18 | 0 | PC
VTT-D101-K1-6 | JDZ9-10B 10/0.1kV,SECONDARY:10VA/0.2 |  | 121EL-VT | 3GB |  | 12H | COMM | CS03 | Z001 | V |  | F | RM | PD | ZABB | HGQ | 3410121000 | PC |  | 1 | CNXIHE4 | [5 empty] | 1 | 0 | PC | 2017-08-24 | 0 | PC
VTT-D101-K1-7 | JDZ9-10B 10/0.1kV,SECONDARY:10VA/0.2 |  | 121EL-VT |  |  | B03 | COMM | CS03 | Z001 | V |  | F | RM | PD | ZABB | HGQ | 3410121000 | PC |  | 1 | CNDUYAN | [5 empty] | 1 | 0 | PC | 2018-03-30 | 0 | PC
VTT-D101-K1-8 | JDZ10-10C1 10/0.1kV 10VA/CL0.2 |  | 121EL-VT | 3GB |  | 12H | COMM | CS03 | Z001 | V |  | F | RM | PD | ZABB | HGQ | 3410121000 | PC |  | 1 | CNGELI3 | [5 empty] | 1 | 0 | PC | 2020-01-14 | 0 | PC
VTT-D101-K1-9 | JDZ10-10C1 10000/100V 10VA/0.2 |  | 121EL-VT | 3GD |  | 12H | COMM | CS03 | Z001 | V |  | F | RM | PD | ZABB | HGQ | 3410121000 | PC |  | 1 | CNDUYAN | [5 empty] | 1 | 0 | PC | 2020-05-06 | 0 | PC
VTT-D101-K1S | JSZVR2-10C1 10/0.1kV SECONDARY:10VA/0.2 |  | 121EL-VT | 3GB |  | 12H | COMM | CS03 | Z001 | V |  | F | RM | PD | ZABB | HGQ | 3410121000 | PC |  | 1 | CNGELI3 | [5 empty] | 1 | 0 | PC | 2019-04-28 | 0 | PC
VTT-D101-K1S-1 | JSZVR2-10C1 10000/100V 10VA/CL0.2 |  | 121EL-VT | 3GB |  | 12H | COMM | CS03 | Z001 | V |  | F | RM | PD | ZABB | HGQ | 3410121000 | PC |  | 1 | CNGELI3 | [5 empty] | 1 | 0 | PC | 2019-07-23 | 0 | PC
VTT-D101-K2-01 | JDZ10-10C1-D 10000/100V |  | 121EL-VT | 3GB |  | 12H | COMM | CS03 | Z001 | V |  | F | RM | PD | ZABB | HGQ | 3410121000 | PC |  | 1 | CNJOCHE21 | [5 empty] | 1 | 0 | PC | 2021-07-22 | 0 | PC
VTT-D101-K2S | JSZVR2-10C1 10/0.1kV 10VA/0.5 W.TUBE |  | 121EL-VT | 3GB |  | 12H | COMM | CS03 | Z001 | V |  | F | RM | PD | ZABB | HGQ | 3410121000 | PC |  | 1 | T_GUIHUA_YE | [5 empty] | 1 | 0 | PC | 2012-09-26 | 0 | PC
VTT-D101-K2S-NP | JSZVR2-10C1 10/0.1KV,10VA/CL0.5 |  | 121EL-VT | 3GB |  | 12H | COMM | CS03 | Z001 | V |  | F | RM | PD | ZABB | HGQ | 3410121000 | PC |  | 1 | CNXIHE4 | [5 empty] | 1 | 0 | PC | 2014-02-13 | 0 | PC
VTT-D101-KC | JDZ10-10C1 10000/100V 10VA/0.2S |  | 121EL-VT |  |  | 129 | COMM | CS03 | Z001 | V |  | F | RM | PD | ZABB | HGQ | 3410121000 | PC |  | 1 | CNGELI3 | [5 empty] | 1 | 0 | PC | 2020-04-29 | 0 | PC
VTT-D1011-1111 | JDZ10-10C1 10/0.1/0.1kV,15VA/0.2,15VA/0. |  | 121EL | 3GB |  | 12H | COMM | CS03 | Z001 | V |  | F | EL | PD | ZABB | HGQ | 3410120000 | PC |  | 1 | Y_PPM_01 | [5 empty] | 1 | 0 | PC | 2007-12-04 | 0 | PC
VTT-D1011-1111-1 | JDZ11-10 10/0.1/0.1kV 15VA/CL0.2 |  | 121EL-VT | 3GB |  | 12H | COMM | CS03 | Z001 | V |  | F | RM | PD | ZABB | HGQ | 3410121000 | PC |  | 1 | CNGELI3 | [5 empty] | 1 | 0 | PC | 2019-03-21 | 0 | PC
VTT-D1011-1111-2 | JDZ11-10 10/0.1/0.1kV,0.2/15VA;0.2/15VA |  | 121EL-VT | 3GD |  | 12H | COMM | CS03 | Z001 | V |  | F | RM | PD | ZABB | HGQ | 3410121000 | PC |  | 1 | CNGELI3 | [5 empty] | 1 | 0 | PC | 2019-08-07 | 0 | PC
VTT-D1011-1111-3 | JDZ10-10C1 10/0.1/0.1kV,15VA/0.2,15VA/0. |  | 121EL-VT | 3GB |  | 12H | COMM | CS03 | Z001 | V |  | F | RM | PD | ZABB | HGQ | 3410121000 | PC |  | 1 | CNGELI3 | [5 empty] | 1 | 0 | PC | 2019-12-31 | 0 | PC
VTT-D1011-1111-4 | JDZ10-10C1 10/0.1/0.1kV |  | 121EL-VT | 3GB |  | 12H | COMM | CS03 | Z001 | V |  | F | RM | PD | ZABB | HGQ | 3410121000 | PC |  | 1 | CNGELI3 | [5 empty] | 1 | 0 | PC | 2020-03-18 | 0 | PC
VTT-D1011-1111S | JSZVR2-10C1 10/0.1/0.1kV,15VA/0.2;15VA/0 |  | 121EL | 3GB |  | 12H | COMM | CS03 | Z001 | V |  | F | EL | PD | ZABB | HGQ | 3410120000 | PC |  | 1 | Y_PPM_01 | [5 empty] | 1 | 0 | PC | 2007-12-04 | 0 | PC
VTT-D1011-1111S-1 | JSZVR2-10C2 10/0.1/0.1kV,0.2/10VA;0.2/10 |  | 121EL | 3GB |  | 12H | COMM | CS03 | Z001 | V |  | F | RM | PD | ZABB | HGQ | 3410120000 | PC |  | 1 | Y_PPM_01 | [5 empty] | 1 | 0 | PC | 2007-12-04 | 0 | PC
VTT-D1011-1111S-2 | JSZV17-10R 10/0.1/0.1kV,2x0.2/15VA |  | 121EL-VT | 3GB |  | 12H | COMM | CS03 | Z001 | V |  | F | RM | PD | ZABB | HGQ | 3410121000 | PC |  | 1 | CNNEWAN | [5 empty] | 1 | 0 | PC | 2010-09-04 | 0 | PC
VTT-D1011-1111S-3 | JSZVR2-10C2 10/0.1/0.1kV,2X0.2/15VA,非计量 |  | 121EL-VT | 3GB |  | 12H | COMM | CS03 | Z001 | V |  | F | RM | PD | ZABB | HGQ | 3410121000 | PC |  | 1 | CNNEWAN | [5 empty] | 1 | 0 | PC | 2010-09-27 | 0 | PC
VTT-D1011-1112 | JDZ10-10C1 10/0.1/0.1kV,15VA/0.2,15VA/0. |  | 121EL | 3GB |  | 12H | COMM | CS03 | Z001 | V |  | F | RM | PD | ZABB | HGQ | 3410120000 | PC |  | 1 | Y_PPM_01 | [5 empty] | 1 | 0 | PC | 2007-12-04 | 0 | PC
VTT-D1011-1112-HF | JDZ11-10 10/0.1/0.1kV,0.2/15VA;0.5/15VA |  | 121EL-VT | 3GB |  | 12H | COMM | CS03 | Z001 | V |  | F | RM | PD | ZABB | HGQ | 3410121000 | PC |  | 1 | CNNEWAN | [5 empty] | 1 | 0 | PC | 2013-07-25 | 0 | PC
VTT-D1011-1112S | JSZVR2-10C1 10000/100V/100V C1:15VA/CL0. |  | 121EL-VT | 3GB |  | 12H | COMM | CS03 | Z001 | V |  | F | RM | PD | ZABB | HGQ | 3410121000 | PC |  | 1 | T_GUIHUA_YE | [5 empty] | 1 | 0 | PC | 2015-11-09 | 0 | PC
VTT-D1011-1122S | JSZVR2-10C1 10/0.1/0.1kV,15VA/0.5;15VA/0 |  | 121EL | 3GB |  | 12H | COMM | CS03 | Z001 | V |  | F | RM | PD | ZABB | HGQ | 3410121000 | PC |  | 1 | CNXIHE4 | [5 empty] | 1 | 0 | PC | 2008-07-10 | 0 | PC
VTT-D1011-1212 | JDZ10-10C1 10/0.1/0.1kV,15VA/0.2,20VA/0. |  | 121EL | 3GB |  | 12H | COMM | CS03 | Z001 | V |  | F | EL | PD | ZABB | HGQ | 3410120000 | PC |  | 1 | Y_PPM_01 | [5 empty] | 1 | 0 | PC | 2007-12-04 | 0 | PC
VTT-D1011-1A12 | JDZ10-10C1 10/0.1/0.1kV 0.2/0.5 |  | 121EL | 3GB |  | 12H | COMM | CS03 | Z001 | V |  | F | RM | PD | ZABB | HGQ | 3410120000 | PC |  | 1 | Y_PPM_01 | [5 empty] | 1 | 0 | PC | 2007-12-04 | 0 | PC
VTT-D1011-1F12S | JSZVR2-10C1 10/0.1/0.1kV,15VA/0.2;20VA/0 |  | 121EL | 3GB |  | 12H | COMM | CS03 | Z001 | V |  | F | EL | PD | ZABB | HGQ | 3410120000 | PC |  | 1 | Y_PPM_01 | [5 empty] | 1 | 0 | PC | 2007-12-04 | 0 | PC
VTT-D1011-1F23S | JSZVR2-10C1 10/0.1/0.1kV,15VA/0.5;20VA/1 |  | 121EL | 3GB |  | 12H | COMM | CS03 | Z001 | V |  | F | EL | PD | ZABB | HGQ | 3410120000 | PC |  | 1 | Y_PPM_01 | [5 empty] | 1 | 0 | PC | 2007-12-04 | 0 | PC
VTT-D1011-1K11 | JDZ10-10C1 10/0.1/0.1kV 0.2/0.2 |  | 121EL-VT | 3GB |  | 12H | COMM | CS03 | Z001 | V |  | F | RM | PD | ZABB | HGQ | 3410121000 | PC |  | 1 | CNGELI3 | [5 empty] | 1 | 0 | PC | 2019-09-24 | 0 | PC
VTT-D1011-2211 | JDZ10-10C1 10000/100V/100V |  | 121EL-VT |  |  | 129 | COMM | CS03 | Z001 | V |  | F | RM | PD | ZABB | HGQ | 3410121000 | PC |  | 1 | CNGELI3 | [5 empty] | 1 | 0 | PC | 2019-09-27 | 0 | PC
VTT-D1011-2222 | JDZ10-10C1 10/0.1/0.1KV 0.5/0.5 30VA/30 |  | 121EL-VT | 3GB |  | 12H | COMM | CS03 | Z001 | V |  | F | RM | PD | ZABB | HGQ | 3410121000 | PC |  | 1 | CNXIHE4 | [5 empty] | 1 | 0 | PC | 2009-12-30 | 0 | PC
VTT-D1011-2222-1 | JDZ11-10S 10/0.1/0.1kV 2XCL0.5/30VA |  | 121EL-VT |  |  | B03 | COMM | CS03 | Z001 | V |  | F | RM | PD | ZABB | HGQ | 3410121000 | PC |  | 1 | CNXIHE4 | [5 empty] | 1 | 0 | PC | 2012-09-29 | 0 | PC
VTT-D1011-2222S | JSZVR2-10C1 10/0.1/0.1kV 0.5/0.5 |  | 121EL-VT | 3GB |  | 12H | COMM | CS03 | Z001 | V |  | F | RM | PD | ZABB | HGQ | 3410121000 | PC |  | 1 | CNGELI3 | [5 empty] | 1 | 0 | PC | 2019-09-24 | 0 | PC
VTT-D1011-2J12S | JSZV17-10R 10/0.1/0.1kV, 0.2/30VA;0.5/5V |  | 121EL-VT | 3GB |  | 12H | COMM | CS03 | Z001 | V |  | F | RM | PD | ZABB | HGQ | 3410121000 | PC |  | 1 | CNXIHE4 | [5 empty] | 1 | 0 | PC | 2016-12-23 | 0 | PC
VTT-D1011-4433 | JDZ10-10C1,10/.1/.1KV,50/CL1.0,50/CL1.0 |  | 121EL | 3GB |  | 12H | COMM | CS03 | Z001 | V |  | F | EL | PD | ZABB | HGQ | 3410120000 | PC |  | 1 | Y_PPM_01 | [5 empty] | 1 | 0 | PC | 2007-12-04 | 0 | PC
VTT-D1011-AA22S | JSZVR2-10C2 10000/100V/100V;20VA/CL0.5 |  | 121EL-VT |  |  | B03 | COMM | CS03 | Z001 | V |  | F | RM | PD | ZABB | HGQ | 3410121000 | PC |  | 1 | CNXIHE4 | [5 empty] | 1 | 0 | PC | 2012-09-29 | 0 | PC
VTT-D1011-DJ12S | JSZVR2-10C1 10/0.1/0.1,25VA/0.2;5VA/0.5 |  | 121EL | 3GB |  | 12Q | COMM | CS03 | Z001 | V |  | F | RM | PD | ZABB | HGQ | 3410120000 | PC |  | 1 | Y_PPM_01 | [5 empty] | 1 | 0 | PC | 2007-12-04 | 0 | PC
VTT-D1011-II25S | JSZV17-10R 10/0.1/0.1kV,0.5/40VA,3.0/40V |  | 121EL-VT | 3GB |  | 12H | COMM | CS03 | Z001 | V |  | F | RM | PD | ZABB | HGQ | 3410121000 | PC |  | 1 | CNXIHE4 | [5 empty] | 1 | 0 | PC | 2011-12-08 | 0 | PC
VTT-D1011-II26 | JSZVR2-10C2 10/0.1/0.1kV,0.5/40;3.0/40VA |  | 121EL-VT |  |  | B03 | COMM | CS03 | Z001 | V |  | F | RM | PD | ZABB | HGQ | 3410121000 | PC |  | 1 | CNNEWAN | [5 empty] | 1 | 0 | PC | 2012-07-19 | 0 | PC
VTT-D1011-K112 | JDZ10-10C1 10/0.1/0.1kV 0.2/0.5 |  | 121EL-VT | 3GB |  | 12H | COMM | CS03 | Z001 | V |  | F | RM | PD | ZABB | HGQ | 3410121000 | PC |  | 1 | CNGELI3 | [5 empty] | 1 | 0 | PC | 2019-06-27 | 0 | PC
VTT-D1011-K112S | JSZVR2-10C1 10/0.1/0.1kV,10VA/0.2;15VA/0 |  | 121EL-VT | 3GB |  | 12H | COMM | CS03 | Z001 | V |  | F | RM | PD | ZABB | HGQ | 3410121000 | PC |  | 1 | T_GUIHUA_YE | [5 empty] | 1 | 0 | PC | 2012-07-02 | 0 | PC
VTT-D1011-K112S-1 | JSZVR2-10C2 10000/100V/100V;10VA/CL0.2 |  | 121EL-VT | 3GB |  | 12H | COMM | CS03 | Z001 | V |  | F | RM | PD | ZABB | HGQ | 3410121000 | PC |  | 1 | CNXIHE4 | [5 empty] | 1 | 0 | PC | 2012-10-15 | 0 | PC
VTT-D1011-K1S | JSZVR2-10C1 10/0.1kV,SECONDARY:10VA/0.2 |  | 121EL-VT | 3GB |  | 12H | COMM | CS03 | Z001 | V |  | F | RM | PD | ZABB | HGQ | 3410121000 | PC |  | 1 | CNXIHE4 | [5 empty] | 1 | 0 | PC | 2012-06-14 | 0 | PC
VTT-D1011-KA12 | JDZ10-10C1 10/0.1/0.1kV 0.2/0.5 |  | 121EL-VT | 3GD |  | 12H | COMM | CS03 | Z001 | V |  | F | RM | PD | ZABB | HGQ | 3410121000 | PC |  | 1 | CNDUYAN | [5 empty] | 1 | 0 | PC | 2021-01-15 | 0 | PC
VTT-D1011-KA12-1 | JDZ10-10C1-D 10/0.1/0.1kV |  | 121EL-VT | 3GB |  | 12H | COMM | CS03 | Z001 | V |  | F | RM | PD | ZABB | HGQ | 3410121000 | PC |  | 1 | CNJOCHE21 | [5 empty] | 1 | 0 | PC | 2021-12-24 | 0 | PC
VTT-D1011-KD12S | JSZV17-10R 10/0.1/0.1kV |  | 121EL-VT | 3GB |  | 12H | COMM | CS03 | Z001 | V |  | F | RM | PD | ZABB | HGQ | 3410121000 | PC |  | 1 | CNGELI3 | [5 empty] | 1 | 0 | PC | 2020-03-24 | 0 | PC
VTT-D1011-KD13S | JSZVR2-10C1 10000/100V/100V |  | 121EL-VT |  |  | 129 | COMM | CS03 | Z001 | V |  | F | RM | PD | ZABB | HGQ | 3410121000 | PC |  | 1 | CNGELI3 | [5 empty] | 1 | 0 | PC | 2020-03-23 | 0 | PC
VTT-D1011-KD13S-1 | JSZV17-10R 10/0.1/0.1kV |  | 121EL-VT | 3GB |  | 12H | COMM | CS03 | Z001 | V |  | F | RM | PD | ZABB | HGQ | 3410121000 | PC |  | 1 | CNGELI3 | [5 empty] | 1 | 0 | PC | 2020-03-25 | 0 | PC
VTT-D1011-KK11 | JDZ10-10C1 10/0.1/0.1kV 10VA/0.2,10VA/0. |  | 121EL-VT | 3GB |  | 12H | COMM | CS03 | Z001 | V |  | F | RM | PD | ZABB | HGQ | 3410121000 | PC |  | 1 | CNXIHE4 | [5 empty] | 1 | 0 | PC | 2009-03-02 | 0 | PC
VTT-D1011-KK11-1 | JSZVR2-10C2 10000/100V/100V;10VA/CL0.2 |  | 121EL-VT | 3GB |  | 12H | COMM | CS03 | Z001 | V |  | F | RM | PD | ZABB | HGQ | 3410121000 | PC |  | 1 | CNXIHE4 | [5 empty] | 1 | 0 | PC | 2011-12-28 | 0 | PC
VTT-D1011-KK11-2 | JDZ10-10C1 10/0.1/0.1kV 10VA/0.2,10VA/0. |  | 121EL-VT | 3GB |  | 12H | COMM | CS03 | Z001 | V |  | F | RM | PD | ZABB | HGQ | 3410121000 | PC |  | 1 | CNXIHE4 | [5 empty] | 1 | 0 | PC | 2013-02-22 | 0 | PC
VTT-D1011-KK11-3 | JDZ10-10C1 10/0.1kV 0.2/10VA |  | 121EL-VT | 3GB |  | 12H | COMM | CS03 | Z001 | V |  | F | RM | PD | ZABB | HGQ | 3410121000 | PC |  | 1 | CNJOCHE21 | [5 empty] | 1 | 0 | PC | 2021-04-09 | 0 | PC
VTT-D1011-KK11S | JSZVR2-10C1 10/0.1/0.1kV,10VA/0.2;10V |  | 121EL-VT | 3GD |  | 12H | COMM | CS03 | Z001 | V |  | F | RM | PD | ZABB | HGQ | 3410121000 | PC |  | 1 | CNGELI3 | [5 empty] | 1 | 0 | PC | 2019-09-24 | 0 | PC
VTT-D1011-KK11S-1 | JSZVR2-10C2 10000/100V/100V;10VA/CL0.2 |  | 121EL-VT | 3GD |  | 12H | COMM | CS03 | Z001 | V |  | F | RM | PD | ZABB | HGQ | 3410121000 | PC |  | 1 | CNGELI3 | [5 empty] | 1 | 0 | PC | 2019-11-13 | 0 | PC
VTT-D1011-KK12 | JDZ10-10C1 10/0.1/0.1kV 10VA/0.2,10VA/0. |  | 121EL-VT | 3GB |  | 12H | COMM | CS03 | Z001 | V |  | F | RM | PD | ZABB | HGQ | 3410121000 | PC |  | 1 | CNXIHE4 | [5 empty] | 1 | 0 | PC | 2009-03-02 | 0 | PC
VTT-D1011-KK12-1 | JDZ10-10C1 10/0.1/0.1kV 10VA/0.2,10VA/0. |  | 121EL-VT | 3GB |  | 12H | COMM | CS03 | Z001 | V |  | F | RM | PD | ZABB | HGQ | 3410121000 | PC |  | 1 | CNGELI3 | [5 empty] | 1 | 0 | PC | 2019-06-12 | 0 | PC
VTT-D1011-KK12-2 | JDZ10-10C1 10000/100V/100V |  | 121EL-VT | 3GD |  | 12H | COMM | CS03 | Z001 | V |  | F | RM | PD | ZABB | HGQ | 3410121000 | PC |  | 1 | CNGELI3 | [5 empty] | 1 | 0 | PC | 2019-10-11 | 0 | PC
VTT-D1011-KK12S | JSZVR2-10C1 10/0.1/0.1kV 0.2/0.5 |  | 121EL-VT | 3GB |  | 12H | COMM | CS03 | Z001 | V |  | F | RM | PD | ZABB | HGQ | 3410121000 | PC |  | 1 | CNXIHE4 | [5 empty] | 1 | 0 | PC | 2009-03-12 | 0 | PC
VTT-D1011-KK12S-1 | JSZVR2-10C2 10/0.1/0.1kV 0.2/0.5 |  | 121EL-VT | 3GB |  | 12H | COMM | CS03 | Z001 | V |  | F | RM | PD | ZABB | HGQ | 3410121000 | PC |  | 1 | CNXIHE4 | [5 empty] | 1 | 0 | PC | 2010-05-28 | 0 | PC
VTT-D1011-KK12S-2 | JSZVR2-10C2 10000/100V/100V |  | 121EL-VT | 3GB |  | 12H | COMM | CS03 | Z001 | V |  | F | RM | PD | ZABB | HGQ | 3410121000 | PC |  | 1 | CNGELI3 | [5 empty] | 1 | 0 | PC | 2019-06-12 | 0 | PC
VTT-D1011-KK12S-3 | JSZVR2-10C1 10/0.1/0.1kV |  | 121EL-VT | 3GB |  | 12H | COMM | CS03 | Z001 | V |  | F | RM | PD | ZABB | HGQ | 3410121000 | PC |  | 1 | CNDUYAN | [5 empty] | 1 | 0 | PC | 2020-11-13 | 0 | PC
VTT-D1011-KK22S | JSZVR2-10C1 10/0.1/0.1kV, 10VA/0.5; 10VA |  | 121EL-VT | 3GD |  | 12H | COMM | CS03 | Z001 | V |  | F | RM | PD | ZABB | HGQ | 3410121000 | PC |  | 1 | CNGELI3 | [5 empty] | 1 | 0 | PC | 2019-08-12 | 0 | PC
VTT-D1011-L12A | JDZ10-10C1 10/0.1/0.1kV,10VA/0.2,15VA/0. |  | 121EL-VT | 3GB |  | 12H | COMM | CS03 | Z001 | V |  | F | RM | PD | ZABB | HGQ | 3410121000 | PC |  | 1 | CNXIHE4 | [5 empty] | 1 | 0 | PC | 2013-07-02 | 0 | PC
VTT-D1012-4B21 | JDZ11-10S 10/0.1/0.11 kV 50VA/CL0.5 500V |  | 121EL-VT | 3GB |  | 12H | COMM | CS03 | Z001 | V |  | F | RM | PD | ZABB | HGQ | 3410121000 | PC |  | 1 | T_GUIHUA_YE | [5 empty] | 1 | 0 | PC | 2013-11-26 | 0 | PC
VTT-D1013-1527 | JDZ10-10C1 10/0.1/0.22kV 0.5/3P |  | 121EL-VT | 3GB |  | 12H | COMM | CS03 | Z001 | V |  | F | RM | PD | ZABB | HGQ | 3410121000 | PC |  | 1 | CNGELI3 | [5 empty] | 1 | 0 | PC | 2019-12-13 | 0 | PC
VTT-D1013-1527S | JSZVR2-10C1 10/0.1/0.22KV,15VA/0.5;60VA |  | 121EL-VT | 3GB |  | 12H | COMM | CS03 | Z001 | V |  | F | RM | PD | ZABB | HGQ | 3410121000 | PC |  | 1 | CNXIHE4 | [5 empty] | 1 | 0 | PC | 2011-05-27 | 0 | PC
VTT-D1013-1823 | JSZVR2-10C1 10/0.1/0.22, |  | 121EL-VT | 3GB |  | 12H | COMM | CS03 | Z001 | V |  | F | RM | PD | ZABB | HGQ | 3410121000 | PC |  | 1 | CNJISU10 | [5 empty] | 1 | 0 | PC | 2021-11-23 | 0 | PC
VTT-D1013-1825S | JSZVR2-10C1 10000/100V/220V 15VA/CL0.5 |  | 121EL-VT | 3GB |  | 12H | COMM | CS03 | Z001 | V |  | F | RM | PD | ZABB | HGQ | 3410121000 | PC |  | 1 | CNXIHE4 | [5 empty] | 1 | 0 | PC | 2015-09-06 | 0 | PC
VTT-D1013-1827 | JDZ10-10C1,10/.1/.22KV,15/CL0.5,100/3P |  | 121EL-VT | 3GB |  | 12H | COMM | CS03 | Z001 | V |  | F | RM | PD | ZABB | HGQ | 3410121000 | PC |  | 1 | CNGELI3 | [5 empty] | 1 | 0 | PC | 2019-12-26 | 0 | PC
VTT-D1013-1L17 | JDZ10-10C1 10/0.1/0.22kV 0.2/15VA |  | 121EL-VT | 3GB |  | 12H | COMM | CS03 | Z001 | V |  | F | RM | PD | ZABB | HGQ | 3410121000 | PC |  | 1 | CNMAZHA43 | [5 empty] | 1 | 0 | PC | 2020-04-07 | 0 | PC
VTT-D1013-2433S | JSZVR2-10C1 10/0.1/0.22,30VA/1.0;50VA/1. |  | 121EL | 3GB |  | 12H | COMM | CS03 | Z001 | V |  | F | RM | PD | ZABB | HGQ | 3410120000 | PC |  | 1 | Y_PPM_01 | [5 empty] | 1 | 0 | PC | 2007-12-04 | 0 | PC
VTT-D1013-2827 | JDZ22-10C1 10/0.1/0.22kV 0.5/3.0 |  | 121EL-VT |  |  | 129 | COMM | CS03 | Z001 | V |  | F | RM | PD | ZABB | HGQ | 3410121000 | PC |  | 1 | CNJOCHE21 | [5 empty] | 1 | 0 | PC | 2021-06-04 | 0 | PC
VTT-D1013-2L25 | JDZ10-10C1 10000/100V/220V |  | 121EL-VT | 3GD |  | 12H | COMM | CS03 | Z001 | V |  | F | RM | PD | ZABB | HGQ | 3410121000 | PC |  | 1 | CNGELI3 | [5 empty] | 1 | 0 | PC | 2020-04-08 | 0 | PC
VTT-D1013-2P1AS | JSZV17-10R 10/0.1/0.22kV, 0.2/30VA |  | 121EL-VT | 3GB |  | 12H | COMM | CS03 | Z001 | V |  | F | RM | PD | ZABB | HGQ | 3410121000 | PC |  | 1 | CNGELI3 | [5 empty] | 1 | 0 | PC | 2019-03-28 | 0 | PC
VTT-D1013-4433 | JDZ10-10C1,10/.1/.22KV,50/CL1.0,50/CL1.0 |  | 121EL-VT | 3GB |  | 12H | COMM | CS03 | Z001 | V |  | F | RM | PD | ZABB | HGQ | 3410121000 | PC |  | 1 | CNXIHE4 | [5 empty] | 1 | 0 | PC | 2010-02-05 | 0 | PC
VTT-D1013-4433S | JSZVR2-10C1 10/0.1/0.22,50VA/1.0;50VA/1. |  | 121EL-VT |  |  | 12Q | COMM | CS03 | Z001 | V |  | F | RM | PD | ZABB | HGQ | 3410121000 | PC |  | 1 | CNXIHE4 | [5 empty] | 1 | 0 | PC | 2009-12-22 | 0 | PC
VTT-D1013-4B27 | JDZ11-10S 10000/100/220V |  | 121EL-VT | 3GB |  | 12H | COMM | CS03 | Z001 | V |  | F | RM | PD | ZABB | HGQ | 3410121000 | PC |  | 1 | CNGELI3 | [5 empty] | 1 | 0 | PC | 2020-03-09 | 0 | PC
VTT-D1013-4B27-1 | JDZ10-10C1 10/0.1/0.22kV 0.5/50VA |  | 121EL-VT |  |  | 129 | COMM | CS03 | Z001 | V |  | F | RM | PD | ZABB | HGQ | 3410121000 | PC |  | 1 | CNJOCHE21 | [5 empty] | 1 | 0 | PC | 2021-02-25 | 0 | PC
VTT-D1013-4G27 | JDZ11-10 10000/100/220V |  | 121EL-VT | 3GB |  | 12H | COMM | CS03 | Z001 | V |  | F | RM | PD | ZABB | HGQ | 3410121000 | PC |  | 1 | CNGELI3 | [5 empty] | 1 | 0 | PC | 2019-04-29 | 0 | PC
VTT-D1013-4L25 | JDZ10-10C1 10/0.1/0.22kV 0.5/3 |  | 121EL-VT | 3GB |  | 12H | COMM | CS03 | Z001 | V |  | F | RM | PD | ZABB | HGQ | 3410121000 | PC |  | 1 | CNGELI3 | [5 empty] | 1 | 0 | PC | 2020-02-27 | 0 | PC
VTT-D1013-4L2AS | JSZVR2-10C1 10000/100V/220V |  | 121EL-VT | 3GB |  | 12H | COMM | CS03 | Z001 | V |  | F | RM | PD | ZABB | HGQ | 3410121000 | PC |  | 1 | CNGELI3 | [5 empty] | 1 | 0 | PC | 2019-06-12 | 0 | PC
VTT-D1019-A137 | JDZX10-10N 10/0.1/0.173kV 1.0/3P |  | 121EL-VT | 3GB |  | 12H | COMM | CS03 | Z001 | V |  | F | RM | PD | ZABB | HGQ | 3410121000 | PC |  | 1 | CNSHZEN2 | [5 empty] | 1 | 0 | PC | 2016-11-03 | 0 | PC
VTT-D101E-4F21 | JDZX11-10 10/v3 /0.1/v3 /0.22KV 0.5/50VA |  | 121EL-VT | 3GD |  | 12H | COMM | CS03 | Z001 | V |  | F | RM | PD | ZABB | HGQ | 3410121000 | PC |  | 1 | CNSHCHE22 | [5 empty] | 1 | 0 | PC | 2021-09-07 | 0 | PC
VTT-D102-42 | JDZ10-10C1 10/0.11kV 50VA CL0.5 |  | 121EL | 3GB |  | 12H | COMM | CS03 | Z001 | V |  | F | EL | PD | ZABB | HGQ | 3410120000 | PC |  | 1 | Y_PPM_01 | [5 empty] | 1 | 0 | PC | 2007-12-04 | 0 | PC
VTT-D102-42S | JSZVR2-10C1 10/0.11KV 50VA/0.5 W.TUBE |  | 121EL | 3GB |  | 12H | COMM | CS03 | Z001 | V |  | F | EL | PD | ZABB | HGQ | 3410120000 | PC |  | 1 | Y_PPM_01 | [5 empty] | 1 | 0 | PC | 2007-12-04 | 0 | PC
VTT-D102-52S | JSZVR2-10C2 10/0.11kV,SECONDARY:60VA/0.5 |  | 121EL | 3GB |  | 12H | COMM | CS03 | Z001 | V |  | F | RM | PD | ZABB | HGQ | 3410120000 | PC |  | 1 | Y_PPM_01 | [5 empty] | 1 | 0 | PC | 2007-12-04 | 0 | PC
VTT-D102-52S-NP | JSZVR2-10C1 10/0.11KV,60VA/CL0.5 |  | 121EL-VT | 3GB |  | 12H | COMM | CS03 | Z001 | V |  | F | RM | PD | ZABB | HGQ | 3410121000 | PC |  | 1 | CNXIHE4 | [5 empty] | 1 | 0 | PC | 2014-02-13 | 0 | PC
VTT-D102-83 | JDZ10-10C1 10/0.11KV,SECONDARY:100VA/CL1 |  | 121EL | 3GB |  | 12H | COMM | CS03 | Z001 | V |  | F | EL | PD | ZABB | HGQ | 3410120000 | PC |  | 1 | Y_PPM_01 | [5 empty] | 1 | 0 | PC | 2007-12-04 | 0 | PC
VTT-D102-83-1 | JDZ10-3C1 1/0.11kV 1.0/100VA |  | 121EL-VT |  |  | 129 | COMM | CS03 | Z001 | V |  | F | RM | PD | ZABB | HGQ | 3410121000 | PC |  | 1 | CNJOCHE21 | [5 empty] | 1 | 0 | PC | 2021-11-16 | 0 | PC
VTT-D102-83S | JSZVR2-10C1 10/0.11kV,SECONDARY:100VA/1. |  | 121EL | 3GB |  | 12H | COMM | CS03 | Z001 | V |  | F | EL | PD | ZABB | HGQ | 3410120000 | PC |  | 1 | Y_PPM_01 | [5 empty] | 1 | 0 | PC | 2007-12-04 | 0 | PC
VTT-D102-93S | JSZVR2-10C1 10/0.11kV |  | 121EL-VT | 3GB |  | 12H | COMM | CS03 | Z001 | V |  | F | RM | PD | ZABB | HGQ | 3410121000 | PC |  | 1 | CNXIHE4 | [5 empty] | 1 | 0 | PC | 2017-07-04 | 0 | PC
VTT-D102-B5 | JDZ11-10 10/0.11kV,SECONDARY:500VA/3.0 |  | 121EL | 3GB |  | 12H | COMM | CS03 | Z001 | V |  | F | EL | PD | ZABB | HGQ | 3410120000 | PC |  | 1 | Y_PPM_01 | [5 empty] | 1 | 0 | PC | 2007-12-04 | 0 | PC
VTT-D102-B5-1 | JDZ10-10C1 10/0.11KV,SECONDARY:500VA/CL3 |  | 121EL-VT |  |  | 129 | COMM | CS03 | Z001 | V |  | F | RM | PD | ZABB | HGQ | 3410121000 | PC |  | 1 | CNGELI3 | [5 empty] | 1 | 0 | PC | 2020-01-17 | 0 | PC
VTT-D102-E5 | JDZ10-10C1 10/0.11KV,SECONDARY:200VA/CL3 |  | 121EL-VT | 3GB |  | 12H | COMM | CS03 | Z001 | V |  | F | RM | PD | ZABB | HGQ | 3410121000 | PC |  | 1 | CNSOLIN2 | [5 empty] | 1 | 0 | PC | 2014-12-29 | 0 | PC
VTT-D102-E5S | JSZVR2-10C1 10/0.11KV 200VA/3.0 W.TUBE |  | 121EL-VT | 3GB |  | 12H | COMM | CS03 | Z001 | V |  | F | RM | PD | ZABB | HGQ | 3410121000 | PC |  | 1 | CNNEWAN | [5 empty] | 1 | 0 | PC | 2011-03-25 | 0 | PC
VTT-D102-G5 | JDZ10-10C1 10/0.11KV,SECONDARY:300VA/CL3 |  | 121EL-VT | 3GB |  | 12H | COMM | CS03 | Z001 | V |  | F | RM | PD | ZABB | HGQ | 3410121000 | PC |  | 1 | CNGELI3 | [5 empty] | 1 | 0 | PC | 2020-01-19 | 0 | PC
VTT-D102-L3 | JDZ10-10C1 10000/110V 150VA/CL1.0 |  | 121EL-VT | 3GB |  | 12H | COMM | CS03 | Z001 | V |  | F | RM | PD | ZABB | HGQ | 3410121000 | PC |  | 1 | CNXIHE4 | [5 empty] | 1 | 0 | PC | 2017-07-03 | 0 | PC
VTT-D102-L3S | JSZVR2-10C1 10000/110V,150VA/CL1.0 |  | 121EL-VT | 3GD |  | 12H | COMM | CS03 | Z001 | V |  | F | RM | PD | ZABB | HGQ | 3410121000 | PC |  | 1 | CNDUYAN | [5 empty] | 1 | 0 | PC | 2018-04-25 | 0 | PC
VTT-D103-42 | JDZ10-10C1 10/0.22kV 50VA CL0.5 |  | 121EL-VT | 3GB |  | 12H | COMM | CS03 | Z001 | V |  | F | RM | PD | ZABB | HGQ | 3410121000 | PC |  | 1 | T_GUIHUA_YE | [5 empty] | 1 | 0 | PC | 2013-07-11 | 0 | PC
VTT-D103-42S | JSZVR2-10C2 10/0.22KV 50VA/0.5 W.TUBE |  | 121EL | 3GB |  | 12H | COMM | CS03 | Z001 | V |  | F | RM | PD | ZABB | HGQ | 3410121000 | PC |  | 1 | CNXIHE4 | [5 empty] | 1 | 0 | PC | 2008-08-08 | 0 | PC
VTT-D103-42S-1 | JSZVR2-10C1 10/0.22KV 50VA/0.5 W.TUBE |  | 121EL-VT | 3GB |  | 12H | COMM | CS03 | Z001 | V |  | F | RM | PD | ZABB | HGQ | 3410121000 | PC |  | 1 | CNXIHE4 | [5 empty] | 1 | 0 | PC | 2010-04-26 | 0 | PC
VTT-D103-83 | JDZ10-10C1 10/0.22kV 100VA CL1.0 |  | 121EL | 3GB |  | 12H | COMM | CS03 | Z001 | V |  | F | EL | PD | ZABB | HGQ | 3410120000 | PC |  | 1 | Y_PPM_01 | [5 empty] | 1 | 0 | PC | 2007-12-04 | 0 | PC
VTT-D103-83-1 | URZ10 10/0.22kV,SECONDARY:100VA/CL1.0 |  | 121EL-VT | 3GB |  | S52 | COMM | CS03 | Z001 | V |  | F | RM | PD | ZABB | HGQ | 3410121000 | PC |  | 1 | CNXIHE4 | [5 empty] | 1 | 0 | PC | 2012-05-17 | 0 | PC
VTT-D103-83-2 | JDZ11-10 10/0.22KV 1.0/100VA |  | 121EL-VT | 3GB |  | 12H | COMM | CS03 | Z001 | V |  | F | RM | PD | ZABB | HGQ | 3410121000 | PC |  | 1 | CNXIHE4 | [5 empty] | 1 | 0 | PC | 2012-10-31 | 0 | PC
VTT-D103-83S | JSZVR2-10C1 10/0.22KV 100VA/1.0 W.TUBE |  | 121EL | 3GB |  | 12H | COMM | CS03 | Z001 | V |  | F | EL | PD | ZABB | HGQ | 3410120000 | PC |  | 1 | Y_PPM_01 | [5 empty] | 1 | 0 | PC | 2007-12-04 | 0 | PC
VTT-D103-85 | JDZ10-10C1 10000/220V |  | 121EL-VT | 3GB |  | 12H | COMM | CS03 | Z001 | V |  | F | RM | PD | ZABB | HGQ | 3410121000 | PC |  | 1 | CNGELI3 | [5 empty] | 1 | 0 | PC | 2020-02-26 | 0 | PC
VTT-D103-B3 | JDZ11-10 10/0.22KV 1.0/500VA |  | 121EL-VT |  |  | 129 | COMM | CS03 | Z001 | V |  | F | RM | PD | ZABB | HGQ | 3410121000 | PC |  | 1 | CNJOCHE21 | [5 empty] | 1 | 0 | PC | 2021-02-03 | 0 | PC
VTT-D103-B5 | JDZ11-10 10/0.22kV,SECONDARY:500VA/3.0 |  | 121EL | 3GB |  | 12H | COMM | CS03 | Z001 | V |  | F | EL | PD | ZABB | HGQ | 3410120000 | PC |  | 1 | Y_PPM_01 | [5 empty] | 1 | 0 | PC | 2007-12-04 | 0 | PC
VTT-D103-B5-1 | JDZ11-10 10/0.22KV 3.0/500VA |  | 121EL-VT | 3GB |  | 12H | COMM | CS03 | Z001 | V |  | F | RM | PD | ZABB | HGQ | 3410121000 | PC |  | 1 | T_GUIHUA_YE | [5 empty] | 1 | 0 | PC | 2011-10-11 | 0 | PC
VTT-D103-BB | JDZ11-10 10/0.22KV 3.0(3P)/500VA |  | 121EL-VT | 3GB |  | 12H | COMM | CS03 | Z001 | V |  | F | RM | PD | ZABB | HGQ | 3410121000 | PC |  | 1 | CNMAZHA43 | [5 empty] | 1 | 0 | PC | 2019-07-10 | 0 | PC
VTT-D103-E3 | JDZ11-10 10/0.22kV 200VA CL1.0 |  | 121EL | 3GB |  | 12H | COMM | CS03 | Z001 | V |  | F | EL | PD | ZABB | HGQ | 3410120000 | PC |  | 1 | Y_PPM_01 | [5 empty] | 1 | 0 | PC | 2007-12-04 | 0 | PC
VTT-D103-G5 | JDZ11-10 10/0.22KV,3.0/300VA |  | 121EL-VT | 3GB |  | 12H | COMM | CS03 | Z001 | V |  | F | RM | PD | ZABB | HGQ | 3410121000 | PC |  | 1 | CNXIHE4 | [5 empty] | 1 | 0 | PC | 2013-07-10 | 0 | PC
VTT-D103-G5-1 | JDZ10-10C1 10/0.22kV 3.0/300VA |  | 121EL-VT | 3GB |  | 12H | COMM | CS03 | Z001 | V |  | F | RM | PD | ZABB | HGQ | 3410121000 | PC |  | 1 | CNGELI3 | [5 empty] | 1 | 0 | PC | 2019-09-30 | 0 | PC
VTT-D103-G7 | JDZ10-10C1 10000/220V |  | 121EL-VT | 3GB |  | 12H | COMM | CS03 | Z001 | V |  | F | RM | PD | ZABB | HGQ | 3410121000 | PC |  | 1 | CNJOCHE21 | [5 empty] | 1 | 0 | PC | 2021-07-23 | 0 | PC
VTT-D103-G7-1 | JDZ10-10C1 10/0.22kV |  | 121EL-VT |  |  | 129 | COMM | CS03 | Z001 | V |  | F | RM | PD | ZABB | HGQ | 3410121000 | PC |  | 1 | CNJOCHE21 | [5 empty] | 1 | 0 | PC | 2021-08-25 | 0 | PC
VTT-D103-L3 | JDZ10-10C1 10/0.22kV 1.0/150VA |  | 121EL-VT |  |  | 129 | COMM | CS03 | Z001 | V |  | F | RM | PD | ZABB | HGQ | 3410121000 | PC |  | 1 | CNGELI3 | [5 empty] | 1 | 0 | PC | 2020-01-14 | 0 | PC
VTT-D103-L3S | JSZVR2-10C1 10000/220V 150VA/CL1.0 |  | 121EL-VT | 3GB |  | 129 | COMM | CS03 | Z001 | V |  | F | RM | PD | ZABB | HGQ | 3410121000 | PC |  | 1 | CNGELI3 | [5 empty] | 1 | 0 | PC | 2020-01-13 | 0 | PC
VTT-D103-P5 | JDZ10-10C1 10/0.22kV 3.0/400VA |  | 121EL-VT |  |  | 129 | COMM | CS03 | Z001 | V |  | F | RM | PD | ZABB | HGQ | 3410121000 | PC |  | 1 | CNGELI3 | [5 empty] | 1 | 0 | PC | 2019-09-30 | 0 | PC
VTT-D103-Q5 | JDZ10-10C1 10/0.22kV 3.0/350VA |  | 121EL-VT | 3GD |  | 12H | COMM | CS03 | Z001 | V |  | F | RM | PD | ZABB | HGQ | 3410121000 | PC |  | 1 | CNGELI3 | [5 empty] | 1 | 0 | PC | 2019-10-09 | 0 | PC
VTT-D103-R5 | JDZ11-10 10/0.22KV,3.0/350VA |  | 121EL-VT | 3GB |  | 12H | COMM | CS03 | Z001 | V |  | F | RM | PD | ZABB | HGQ | 3410121000 | PC |  | 1 | CNGELI3 | [5 empty] | 1 | 0 | PC | 2019-04-24 | 0 | PC
VTT-D107-B5 | JDZW-10 10000/120V 50Hz 3.0/500VA |  | 26XEL | 3GB |  | 129 | COMM | CS03 | Z001 | V |  | F |  | PD | ZABB | HGC | 3410121000 | PC |  | 1 | Y_PPM_01 | [5 empty] | 1 | 0 | PC | 2007-12-04 | 0 | PC
VTT-D1077-2222 | JDZ10-10C1 10/0.12/0.12KV 0.5/0.5 30VA/ |  | 121EL-VT | 3GB |  | 12H | COMM | CS03 | Z001 | V |  | F | RM | PD | ZABB | HGQ | 3410121000 | PC |  | 1 | CNZHZHA51 | [5 empty] | 1 | 0 | PC | 2020-05-09 | 0 | PC
VTT-D111-11S | JSZVR2-10C1 11/0.1kV,SECONDARY:15VA/0.2 |  | 121EL | 3GB |  | 12H | COMM | CS03 | Z001 | V |  | F | RM | PD | ZABB | HGQ | 3410121000 | PC |  | 1 | CNXIHE4 | [5 empty] | 1 | 0 | PC | 2008-06-04 | 0 | PC
VTT-D111-42A | JDZ10-10C1 11/0.11kV 50VA CL0.5 |  | 121EL | 3GB |  | 12H | COMM | CS03 | Z001 | V |  | F | EL | PD | ZABB | HGQ | 3410120000 | PC |  | 1 | Y_PPM_01 | [5 empty] | 1 | 0 | PC | 2007-12-04 | 0 | PC
VTT-D111-42S | JSZVR2-10C1 11/0.1kV,SECONDARY:50VA/0.5 |  | 121EL | 3GB |  | 12H | COMM | CS03 | Z001 | V |  | F | EL | PD | ZABB | HGQ | 3410120000 | PC |  | 1 | Y_PPM_01 | [5 empty] | 1 | 0 | PC | 2007-12-04 | 0 | PC
VTT-D111-L3S | JSZV17-10R 11/0.1kV 1.0/150VA |  | 121EL-VT | 3GB |  | 12H | COMM | CS03 | Z001 | V |  | F | RM | PD | ZABB | HGQ | 3410121000 | PC |  | 1 | CNXIHE4 | [5 empty] | 1 | 0 | PC | 2011-06-17 | 0 | PC
VTT-D1113-1835S | JSZVR2-10C1 11/0.1/0.22Kv |  | 121EL-VT |  |  | B03 | COMM | CS03 | Z001 | V |  | F | RM | PD | ZABB | HGQ | 3410121000 | PC |  | 1 | CNXIHE4 | [5 empty] | 1 | 0 | PC | 2011-07-25 | 0 | PC
VTT-D112-21S | JSZVR2-10C2 11/0.11kV,SECONDARY:30VA/0.2 |  | 121EL-VT | 3GB |  | 12H | COMM | CS03 | Z001 | V |  | F | RM | PD | ZABB | HGQ | 3410121000 | PC |  | 1 | CNRACHE5 | [5 empty] | 1 | 0 | PC | 2019-01-23 | 0 | PC
VTT-D112-62 | JDZ10-10C1 11/0.11KV |  | 121EL-VT | 3GD |  | 12H | COMM | CS03 | Z001 | V |  | F | RM | PD | ZABB | HGQ | 3410121000 | PC |  | 1 | CNJOCHE21 | [5 empty] | 1 | 0 | PC | 2021-02-02 | 0 | PC
VTT-D112-82 | JDZ10-10C1 11/0.11KV |  | 121EL-VT |  |  | 129 | COMM | CS03 | Z001 | V |  | F | RM | PD | ZABB | HGQ | 3410121000 | PC |  | 1 | CNJOCHE21 | [5 empty] | 1 | 0 | PC | 2021-02-01 | 0 | PC
VTT-D112-83 | JDZ10-10C1 11/0.11KV 100VA CL1.0 |  | 121EL | 3GB |  | 12H | COMM | CS03 | Z001 | V |  | F | EL | PD | ZABB | HGQ | 3410120000 | PC |  | 1 | Y_PPM_01 | [5 empty] | 1 | 0 | PC | 2007-12-04 | 0 | PC
VTT-D112-83-01 | JDZ10-10C1 11/0.11KV 100VA CL1.0 |  | 121EL-VT | 3GB |  | 12H | COMM | CS03 | Z001 | V |  | F | RM | PD | ZABB | HGQ | 3410121000 | PC |  | 1 | CNXIHE4 | [5 empty] | 1 | 0 | PC | 2009-10-26 | 0 | PC
VTT-D112-83-1 | JDZ10-10C1 11000/110V 100VA/CL1.0 |  | 121EL-VT | 3GB |  | 12H | COMM | CS03 | Z001 | V |  | F | RM | PD | ZABB | HGQ | 3410121000 | PC |  | 1 | CNXIHE4 | [5 empty] | 1 | 0 | PC | 2011-03-14 | 0 | PC
VTT-D112-83-2 | JDZ10-10C1 11000/110V,100VA/CL1.0 |  | 121EL-VT |  |  | 129 | COMM | CS03 | Z001 | V |  | F | RM | PD | ZABB | HGQ | 3410121000 | PC |  | 1 | CNDUYAN | [5 empty] | 1 | 0 | PC | 2020-11-25 | 0 | PC
VTT-D112-83S | JSZVR2-10C1 11/0.11kV,SECONDARY:100VA/1. |  | 121EL | 3GB |  | 12H | COMM | CS03 | Z001 | V |  | F | EL | PD | ZABB | HGQ | 3410120000 | PC |  | 1 | Y_PPM_01 | [5 empty] | 1 | 0 | PC | 2007-12-04 | 0 | PC
VTT-D112-83S-1 | JSZVR2-10C2 11000/110V,100VA/CL 1.0 |  | 121EL-VT | 3GB |  | 12H | COMM | CS03 | Z001 | V |  | F | RM | PD | ZABB | HGQ | 3410121000 | PC |  | 1 | CNXIHE4 | [5 empty] | 1 | 0 | PC | 2013-05-29 | 0 | PC
VTT-D141-22 | JDZ11-10 10.5/0.1kV 30VA/CL0.5 |  | 121EL-VT | 3GB |  | 12H | COMM | CS03 | Z001 | V |  | F | RM | PD | ZABB | HGQ | 3410121000 | PC |  | 1 | CNXIHE4 | [5 empty] | 1 | 0 | PC | 2009-07-02 | 0 | PC
VTT-D141-22S | JSZVR2-10C2 10.5/0.1kV,SECONDARY:30VA/0. |  | 121EL-VT |  |  | B03 | COMM | CS03 | Z001 | V |  | F | RM | PD | ZABB | HGQ | 3410121000 | PC |  | 1 | CNXIHE4 | [5 empty] | 1 | 0 | PC | 2010-05-28 | 0 | PC
VTT-D141-42S | JSZVR2-10C2 10.5/0.1kV,SECONDARY:50VA/0. |  | 121EL | 3GB |  | 12H | COMM | CS03 | Z001 | V |  | F | RM | PD | ZABB | HGQ | 3410121000 | PC |  | 1 | CNXIHE4 | [5 empty] | 1 | 0 | PC | 2008-05-09 | 0 | PC
VTT-D141-42S-1 | JSZV13-20R 10.5/0.1 kV 50VA/CL0.5 W.TUBE |  | 121EL-VT |  |  | B03 | COMM | CS03 | Z001 | V |  | F | RM | PD | ZABB | HGQ | 3410121000 | PC |  | 1 | T_GUIHUA_YE | [5 empty] | 1 | 0 | PC | 2014-07-04 | 0 | PC
VTT-D141-42S-2 | JSZVR2-10C2 10.5/0.1kV,50VA/CL0.5 |  | 121EL-VT | 3GB |  | 12H | COMM | CS03 | Z001 | V |  | F | RM | PD | ZABB | HGQ | 3410121000 | PC |  | 1 | CNXIHE4 | [5 empty] | 1 | 0 | PC | 2015-02-05 | 0 | PC
VTT-D141-42S-3 | JSZVR2-10C3 10.5/0.1kV,50VA/CL0.5 |  | 121EL-VT | 3GB |  | 12H | COMM | CS03 | Z001 | V |  | F | RM | PD | ZABB | HGQ | 3410121000 | PC |  | 1 | CNXIHE4 | [5 empty] | 1 | 0 | PC | 2015-02-05 | 0 | PC
VTT-D141-42S-4 | JSZVR2-10C2 10.5/0.1kV,SECONDARY:50VA/0. |  | 121EL-VT | 3GD |  | 12H | COMM | CS03 | Z001 | V |  | F | RM | PD | ZABB | HGQ | 3410121000 | PC |  | 1 | CNGELI3 | [5 empty] | 1 | 0 | PC | 2019-11-07 | 0 | PC
VTT-D141-A1S | JSZVR2-10C2 10.5/0.1kV,SECONDARY:20VA/0. |  | 121EL-VT | 3GB |  | 12H | COMM | CS03 | Z001 | V |  | F | RM | PD | ZABB | HGQ | 3410121000 | PC |  | 1 | CNJOCHE21 | [5 empty] | 1 | 0 | PC | 2021-04-16 | 0 | PC
VTT-D142-26 | JSZVR2-10C2 10500/110V 30VA/CL0.5(3P) |  | 121EL-VT | 3GB |  | 12H | COMM | CS03 | Z001 | V |  | F | RM | PD | ZABB | HGQ | 3410121000 | PC |  | 1 | CNADDEN | [5 empty] | 1 | 0 | PC | 2020-11-13 | 0 | PC
VTT-D142-42S | JSZVR2-10C1 10.5/.11,0.5/50VA |  | 121EL-VT | 3GB |  | 12H | COMM | CS03 | Z001 | V |  | F | RM | PD | ZABB | HGQ | 3410121000 | PC |  | 1 | CNNEWAN | [5 empty] | 1 | 0 | PC | 2010-01-07 | 0 | PC
VTT-D142-42S1 | JSZVR2-10C2 10.5/.11,0.5/50VA |  | 121EL-VT | 3GB |  | 12H | COMM | CS03 | Z001 | V |  | F | RM | PD | ZABB | HGQ | 3410121000 | PC |  | 1 | CNJISU10 | [5 empty] | 1 | 0 | PC | 2022-04-11 | 0 | PC
VTT-D142-46 | JSZVR2-10C2 10500/110V 50VA/CL0.5(3P) |  | 121EL-VT |  |  | 129 | COMM | CS03 | Z001 | V |  | F | RM | PD | ZABB | HGQ | 3410121000 | PC |  | 1 | CNADDEN | [5 empty] | 1 | 0 | PC | 2020-11-13 | 0 | PC
VTT-D142-62S | JSZVR2-10C1 10.5/0.11kV |  | 121EL-VT | 3GB |  | 12H | COMM | CS03 | Z001 | V |  | F | RM | PD | ZABB | HGQ | 3410121000 | PC |  | 1 | CNDUYAN | [5 empty] | 1 | 0 | PC | 2020-05-27 | 0 | PC
VTT-D142-B5 | JDZ11-10 10.5/0.11kV |  | 121EL-VT | 3GB |  | 12H | COMM | CS03 | Z001 | V |  | F | RM | PD | ZABB | HGQ | 3410121000 | PC |  | 1 | CNDUYAN | [5 empty] | 1 | 0 | PC | 2020-05-27 | 0 | PC
VTT-D152-83S | JSZV17-15R 15/0.11kV 1.0/100VA |  | 121EL | 3GB |  | 12H | COMM | CS03 | Z001 | V |  | F | RM | PD | ZABB | HGQ | 3410121000 | PC |  | 1 | CNXIHE4 | [5 empty] | 1 | 0 | PC | 2008-05-23 | 0 | PC
VTT-D162-83S | JSZVR2-10C1 13.2/0.11kV,SECONDARY:100VA/ |  | 121EL | 3GB |  | 12H | COMM | CS03 | Z001 | V |  | F | EL | PD | ZABB | HGQ | 3410120000 | PC |  | 1 | Y_PPM_01 | [5 empty] | 1 | 0 | PC | 2007-12-04 | 0 | PC
VTT-D201-22S | JSZV13-20R 20000/100V 30VA/CL0.5 W.TUBE |  | 121EL-VT | 3GB |  | 12H | COMM | CS03 | Z001 | V |  | F | RM | PD | ZABB | HGQ | 3410121000 | PC |  | 1 | T_GUIHUA_YE | [5 empty] | 1 | 0 | PC | 2015-11-24 | 0 | PC
VTT-D201-42 | JDZ13-20A 20000/100V 50VA/CL0.5 |  | 121EL-VT | 3GB |  | 12H | COMM | CS03 | Z001 | V |  | F | RM | PD | ZABB | HGQ | 3410121000 | PC |  | 1 | CNXIHE4 | [5 empty] | 1 | 0 | PC | 2017-09-22 | 0 | PC
VTT-D201-42S | JSZV13-20R 20000/100V 50VA/CL0.5 W.TUBE |  | 121EL-VT | 3GB |  | 12H | COMM | CS03 | Z001 | V |  | F | RM | PD | ZABB | HGQ | 3410121000 | PC |  | 1 | T_GUIHUA_YE | [5 empty] | 1 | 0 | PC | 2012-04-05 | 0 | PC
VTT-D201-82S | JSZV13-20R 20/0.1 kV 100VA/CL0.5 |  | 121EL-VT | 3GB |  | 12H | COMM | CS03 | Z001 | V |  | F | RM | PD | ZABB | HGQ | 3410121000 | PC |  | 1 | CNXIHE4 | [5 empty] | 1 | 0 | PC | 2016-04-17 | 0 | PC
VTT-D201-A1 | JSZV13-20R3 20000/100V 20VA/CL0.2 |  | 121EL-VT |  |  | 129 | COMM | CS03 | Z001 | V |  | F | RM | PD | ZABB | HGQ | 3410121000 | PC |  | 1 | CNGELI3 | [5 empty] | 1 | 0 | PC | 2019-05-13 | 0 | PC
VTT-D201-A1S | JSZV13-20R 20000/100V SECONDARY:20VA/0.2 |  | 121EL-VT | 3GB |  | 12H | COMM | CS03 | Z001 | V |  | F | RM | PD | ZABB | HGQ | 3410121000 | PC |  | 1 | CNXIHE4 | [5 empty] | 1 | 0 | PC | 2011-05-24 | 0 | PC
VTT-D201-A1S-1 | JSZV13-20R 20000/100V SECONDARY:20VA/0.2 |  | 121EL-VT | 3GB |  | 12H | COMM | CS03 | Z001 | V |  | F | RM | PD | ZABB | HGQ | 3410121000 | PC |  | 1 | T_GUIHUA_YE | [5 empty] | 1 | 0 | PC | 2012-07-19 | 0 | PC
VTT-D201-A1S-2 | JSZV13-20R3 20/0.1 kV 20VA/CL0.2 W.TUBE |  | 121EL-VT | 3GB |  | 12H | COMM | CS03 | Z001 | V |  | F | RM | PD | ZABB | HGQ | 3410121000 | PC |  | 1 | CNXIHE4 | [5 empty] | 1 | 0 | PC | 2017-12-26 | 0 | PC
VTT-D201-K1S | JSZV13-20R 20000/100V 10VA/CL0.2 W.TUBE |  | 121EL-VT | 3GB |  | 12H | COMM | CS03 | Z001 | V |  | F | RM | PD | ZABB | HGQ | 3410121000 | PC |  | 1 | CNXIHE4 | [5 empty] | 1 | 0 | PC | 2015-05-12 | 0 | PC
VTT-D201-K2S | JSZV13-20R 20000/100V 10VA/0.5 W.TUBE |  | 121EL-VT | 3GB |  | 12H | COMM | CS03 | Z001 | V |  | F | RM | PD | ZABB | HGQ | 3410121000 | PC |  | 1 | CNXIHE4 | [5 empty] | 1 | 0 | PC | 2015-05-12 | 0 | PC
VTT-D201-M2S | JSZV13-20R 20000/100V,80VA/CL0.5 |  | 121EL-VT | 3GB |  | 12H | COMM | CS03 | Z001 | V |  | F | RM | PD | ZABB | HGQ | 3410121000 | PC |  | 1 | CNXIHE4 | [5 empty] | 1 | 0 | PC | 2013-05-23 | 0 | PC
VTT-D201-M2S-1 | JSZV13-20R 20/0.1 kV 80VA/CL0.5 W.TUBE |  | 121EL-VT | 3GB |  | 12H | COMM | CS03 | Z001 | V |  | F | RM | PD | ZABB | HGQ | 3410121000 | PC |  | 1 | T_GUIHUA_YE | [5 empty] | 1 | 0 | PC | 2014-08-13 | 0 | PC
VTT-D2011-FF11 | JDZ11-20 20/0.1/0.1 kV 0.2/20VA 0.2/20VA |  | 121EL-VT | 3GB |  | 12H | COMM | CS03 | Z001 | V |  | F | RM | PD | ZABB | HGQ | 3410121000 | PC |  | 1 | CNXIHE4 | [5 empty] | 1 | 0 | PC | 2011-03-15 | 0 | PC
VTT-D2013-4B2AS | JSZV13-20R 20/0.1/0.22 kV 50VA/CL0.5 |  | 121EL-VT | 3GB |  | 12H | COMM | CS03 | Z001 | V |  | F | RM | PD | ZABB | HGQ | 3410121000 | PC |  | 1 | CNXIHE4 | [5 empty] | 1 | 0 | PC | 2016-11-10 | 0 | PC
VTT-D205-I1 | JDZ13-20A 20/0.1kV 0.2/20VA |  | 121EL-VT | 3GB |  | 12H | COMM | CS03 | Z001 | V |  | F | RM | PD | ZABB | HGQ | 3410121000 | PC |  | 1 | CNXIHE4 | [5 empty] | 1 | 0 | PC | 2009-08-25 | 0 | PC
VTT-D3501-I020 | JDZ11-35 35/0.1kV,40VA/0.5 |  | 121EL-VT | 3GB |  | 12H | COMM | CS03 | Z001 | V |  | F | RM | PD | ZABB | HGQ | 3410121000 | PC |  | 1 | CNHUCHE9 | [5 empty] | 1 | 0 | PC | 2013-07-05 | 0 | PC
VTT-D351-11 | JDZ11-35 35/0.1kV,SECONDARY:15VA/CL0.2 |  | 121EL-VT | 3GB |  | 12H | COMM | CS03 | Z001 | V |  | F | RM | PD | ZABB | HGQ | 3410121000 | PC |  | 1 | CNXIHE4 | [5 empty] | 1 | 0 | PC | 2014-08-11 | 0 | PC
VTT-D351-11S | JSZV11-35R 35/0.1kV,SECONDARY:15VA/0.2 |  | 121EL-VT | 3GB |  | 12H | COMM | CS03 | Z001 | V |  | F | RM | PD | ZABB | HGQ | 3410121000 | PC |  | 1 | T_GUIHUA_YE | [5 empty] | 1 | 0 | PC | 2011-10-28 | 0 | PC
VTT-D351-21 | JDZ11-35 35/0.1kV,SECONDARY:30VA/0.2 |  | 121EL-VT | 3GB |  | 12H | COMM | CS03 | Z001 | V |  | F | RM | PD | ZABB | HGQ | 3410121000 | PC |  | 1 | CNXIHE4 | [5 empty] | 1 | 0 | PC | 2009-08-07 | 0 | PC
VTT-D351-21-3 | JDZ11-35 35/0.1kV,SECONDARY:30VA/0.2 |  | 121EL-VT | 3GB |  | 12H | COMM | CS03 | Z001 | V |  | F | RM | PD | ZABB | HGQ | 3410121000 | PC |  | 1 | T_GUIHUA_YE | [5 empty] | 1 | 0 | PC | 2012-05-07 | 0 | PC
VTT-D351-21-4 | JDZ11-35 35/0.1kV,SECONDARY:30VA/0.2 |  | 121EL-VT | 3GB |  | 12H | COMM | CS03 | Z001 | V |  | F | RM | PD | ZABB | HGQ | 3410121000 | PC |  | 1 | CNXIHE4 | [5 empty] | 1 | 0 | PC | 2012-05-16 | 0 | PC
VTT-D351-21-5 | JDZ11-35 35/0.1kV,SECONDARY:30VA/0.2 |  | 121EL-VT | 3GB |  | 12H | COMM | CS03 | Z001 | V |  | F | RM | PD | ZABB | HGQ | 3410121000 | PC |  | 1 | CNXIHE4 | [5 empty] | 1 | 0 | PC | 2012-08-16 | 0 | PC
VTT-D351-21-6 | JDZ11-35 35/0.1kV,SECONDARY:30VA/0.2 |  | 121EL-VT | 3GB |  | 12H | COMM | CS03 | Z001 | V |  | F | RM | PD | ZABB | HGQ | 3410121000 | PC |  | 1 | CNXIHE4 | [5 empty] | 1 | 0 | PC | 2015-02-06 | 0 | PC
VTT-D351-21S | JSZV11-35R 35/0.1kV,SECONDARY:30VA/0.2 |  | 121EL-VT | 3GB |  | 12H | COMM | CS03 | Z001 | V |  | F | RM | PD | ZABB | HGQ | 3410121000 | PC |  | 1 | CNXIHE4 | [5 empty] | 1 | 0 | PC | 2009-06-16 | 0 | PC
VTT-D351-21S-1 | JSZV11-35R 35/0.1kV,30VA/CL0.2 |  | 121EL-VT | 3GB |  | 12H | COMM | CS03 | Z001 | V |  | F | RM | PD | ZABB | HGQ | 3410121000 | PC |  | 1 | CNXIHE4 | [5 empty] | 1 | 0 | PC | 2014-04-03 | 0 | PC
VTT-D351-21S-2 | JSZV11-35R-B 35/0.1 kV 30VA/CL0.2 W.TUBE |  | 121EL-VT | 3GB |  | 12H | COMM | CS03 | Z001 | V |  | F | RM | PD | ZABB | HGQ | 3410121000 | PC |  | 1 | T_GUIHUA_YE | [5 empty] | 1 | 0 | PC | 2014-07-22 | 0 | PC
VTT-D351-21S-3 | JSZV11-35R 35/0.1KV 30VA/CL0.2 |  | 121EL-VT | 3GB |  | 12H | COMM | CS03 | Z001 | V |  | F | RM | PD | ZABB | HGQ | 3410121000 | PC |  | 1 | CNGELI3 | [5 empty] | 1 | 0 | PC | 2019-10-22 | 0 | PC
VTT-D351-22 | JDZ11-35 35/0.1kV,SECONDARY:30VA/0.5 |  | 121EL-VT | 3GD |  | 12H | COMM | CS03 | Z001 | V |  | F | RM | PD | ZABB | HGQ | 3410121000 | PC |  | 1 | CNWEZHO25 | [5 empty] | 1 | 0 | PC | 2022-02-10 | 0 | PC
VTT-D351-22S | JSZV11-35R 35/0.1kV,SECONDARY:30VA/0.5 |  | 121EL-VT | 3GB |  | 12H | COMM | CS03 | Z001 | V |  | F | RM | PD | ZABB | HGQ | 3410121000 | PC |  | 1 | CNXIHE4 | [5 empty] | 1 | 0 | PC | 2009-06-16 | 0 | PC
VTT-D351-22S-1 | JSZV11-35R-B 35/0.1kV,30VA/CL0.5 |  | 121EL-VT | 3GB |  | 12H | COMM | CS03 | Z001 | V |  | F | RM | PD | ZABB | HGQ | 3410121000 | PC |  | 1 | CNXIHE4 | [5 empty] | 1 | 0 | PC | 2015-08-24 | 0 | PC
VTT-D351-26 | JDZ11-35 35/0.1kV,SECONDARY:30VA/0.5(3P) |  | 121EL-VT | 3GB |  | 12H | COMM | CS03 | Z001 | V |  | F | RM | PD | ZABB | HGQ | 3410121000 | PC |  | 1 | T_GUIHUA_YE | [5 empty] | 1 | 0 | PC | 2015-02-28 | 0 | PC
VTT-D351-31 | JDZ11-35 35/0.1kV,SECONDARY:45VA/0.2 |  | 121EL | 3GB |  | 12H | COMM | CS03 | Z001 | V |  | F | EL | PD | ZABB | HGQ | 3410120000 | PC |  | 1 | Y_PPM_01 | [5 empty] | 1 | 0 | PC | 2007-12-04 | 0 | PC
VTT-D351-31S | JSZV11-35R 35/0.1kV,SECONDARY:45VA/0.2 |  | 121EL | 3GB |  | 12H | COMM | CS03 | Z001 | V |  | F | EL | PD | ZABB | HGQ | 3410120000 | PC |  | 1 | Y_PPM_01 | [5 empty] | 1 | 0 | PC | 2007-12-04 | 0 | PC
VTT-D351-41 | JDZ11-35 35/0.1kV,SECONDARY:50VA/0.2 |  | 121EL | 3GB |  | 12H | COMM | CS03 | Z001 | V |  | F | RM | PD | ZABB | HGQ | 3410121000 | PC |  | 1 | CNXIHE4 | [5 empty] | 1 | 0 | PC | 2008-05-06 | 0 | PC
VTT-D351-41S | JSZV11-35R 35/0.1kV,SECONDARY:50VA/0.2 |  | 121EL | 3GB |  | 12H | COMM | CS03 | Z001 | V |  | F | RM | PD | ZABB | HGQ | 3410121000 | PC |  | 1 | CNXIHE4 | [5 empty] | 1 | 0 | PC | 2008-04-07 | 0 | PC
VTT-D351-41S-1 | JSZV11-35R-B 35/ 0.1kV 50VA/CL0.2 |  | 121EL-VT | 3GB |  | 12H | COMM | CS03 | Z001 | V |  | F | RM | PD | ZABB | HGQ | 3410121000 | PC |  | 1 | CNGELI3 | [5 empty] | 1 | 0 | PC | 2019-10-22 | 0 | PC
VTT-D351-42 | JDZ11-35 35/0.1kV,SECONDARY:50VA/0.5 |  | 121EL | 3GB |  | 12H | COMM | CS03 | Z001 | V |  | F | RM | PD | ZABB | HGQ | 3410120000 | PC |  | 1 | Y_PPM_01 | [5 empty] | 1 | 0 | PC | 2007-12-04 | 0 | PC
VTT-D351-42-1 | JDZ11-35 35/0.1kV,SECONDARY:50VA/0.5 |  | 121EL-VT | 3GB |  | 12H | COMM | CS03 | Z001 | V |  | F | RM | PD | ZABB | HGQ | 3410121000 | PC |  | 1 | CNGELI3 | [5 empty] | 1 | 0 | PC | 2019-04-08 | 0 | PC
VTT-D351-42S | JSZV11-35R 35/0.1kV,SECONDARY:50VA/0.5 |  | 121EL-VT | 3GB |  | 12H | COMM | CS03 | Z001 | V |  | F | RM | PD | ZABB | HGQ | 3410121000 | PC |  | 1 | CNXIHE4 | [5 empty] | 1 | 0 | PC | 2009-01-05 | 0 | PC
VTT-D351-42S-1 | JSZV11-35R-B 35/ 0.1kV 50VA/CL0.5 |  | 121EL-VT | 3GB |  | 12H | COMM | CS03 | Z001 | V |  | F | RM | PD | ZABB | HGQ | 3410121000 | PC |  | 1 | CNZHZHA51 | [5 empty] | 1 | 0 | PC | 2020-11-05 | 0 | PC
VTT-D351-46 | JDZ11-35 35/0.1kV,SECONDARY:50VA/0.5(3P) |  | 121EL-VT | 3GD |  | 12H | COMM | CS03 | Z001 | V |  | F | RM | PD | ZABB | HGQ | 3410121000 | PC |  | 1 | CNMAZHA43 | [5 empty] | 1 | 0 | PC | 2019-06-22 | 0 | PC
VTT-D351-82 | JDZ11-35 35/0.1kV,SECONDARY:100VA/0.5 |  | 121EL | 3GB |  | 12H | COMM | CS03 | Z001 | V |  | F | EL | PD | ZABB | HGQ | 3410120000 | PC |  | 1 | Y_PPM_01 | [5 empty] | 1 | 0 | PC | 2007-12-04 | 0 | PC
VTT-D351-82-1 | JDZ11-35 35/0.1kV,SECONDARY: 100VA/CL0.5 |  | 121EL-VT | 3GB |  | 12H | COMM | CS03 | Z001 | V |  | F | RM | PD | ZABB | HGQ | 3410121000 | PC |  | 1 | CNXIHE4 | [5 empty] | 1 | 0 | PC | 2014-08-22 | 0 | PC
VTT-D351-82S | JSZV11-35R 35/0.1kV,SECONDARY:100VA/0.5 |  | 121EL | 3GB |  | 12H | COMM | CS03 | Z001 | V |  | F | EL | PD | ZABB | HGQ | 3410120000 | PC |  | 1 | Y_PPM_01 | [5 empty] | 1 | 0 | PC | 2007-12-04 | 0 | PC
VTT-D351-82S-1 | JSZV11-35R 35/0.1KV,SECONDARY:100VA/0.5 |  | 121EL-VT | 3GB |  | 12H | COMM | CS03 | Z001 | V |  | F | RM | PD | ZABB | HGQ | 3410121000 | PC |  | 1 | CNXIHE4 | [5 empty] | 1 | 0 | PC | 2013-02-28 | 0 | PC
VTT-D351-82S-2 | JSZV11-35R-B 35/0.1kV 100VA/CL0.5 |  | 121EL-VT | 3GB |  | 12H | COMM | CS03 | Z001 | V |  | F | RM | PD | ZABB | HGQ | 3410121000 | PC |  | 1 | CNXIHE4 | [5 empty] | 1 | 0 | PC | 2016-05-26 | 0 | PC
VTT-D351-A1 | JDZ11-35 35/0.1kV,SECONDARY:20VA/0.2 |  | 121EL-VT | 3GB |  | 12H | COMM | CS03 | Z001 | V |  | F | RM | PD | ZABB | HGQ | 3410121000 | PC |  | 1 | CNXIHE4 | [5 empty] | 1 | 0 | PC | 2010-12-14 | 0 | PC
VTT-D351-A1-1 | JDZ11-35 35/0.1kV,SECONDARY:20VA/0.2 |  | 121EL-VT | 3GB |  | 12H | COMM | CS03 | Z001 | V |  | F | RM | PD | ZABB | HGQ | 3410121000 | PC |  | 1 | CNXIHE4 | [5 empty] | 1 | 0 | PC | 2012-09-13 | 0 | PC
VTT-D351-A1S | JSZV11-35R-B 35/0.1KV, 0.2/20VA |  | 121EL-VT | 3GB |  | 12H | COMM | CS03 | Z001 | V |  | F | RM | PD | ZABB | HGQ | 3410121000 | PC |  | 1 | CNXIHE4 | [5 empty] | 1 | 0 | PC | 2017-11-27 | 0 | PC
VTT-D351-A2 | JDZ11-35 35/0.1kV,SECONDARY:20VA/0.5 |  | 121EL |  |  | 12Q | COMM | CS03 | Z001 | V |  | F | RM | PD | ZABB | HGQ | 3410121000 | PC |  | 1 | CNXIHE4 | [5 empty] | 1 | 0 | PC | 2008-06-10 | 0 | PC
VTT-D351-A2S | JSZV11-35R-B 35/0.1kV,20VA/CL0.5 |  | 121EL-VT | 3GB |  | 12H | COMM | CS03 | Z001 | V |  | F | RM | PD | ZABB | HGQ | 3410121000 | PC |  | 1 | CNXIHE4 | [5 empty] | 1 | 0 | PC | 2015-01-21 | 0 | PC
VTT-D351-E3S | JSZV11-35R 35/0.1kV,SECONDARY:200VA/1.0 |  | 121EL-VT | 3GB |  | 12H | COMM | CS03 | Z001 | V |  | F | RM | PD | ZABB | HGQ | 3410121000 | PC |  | 1 | CNXIHE4 | [5 empty] | 1 | 0 | PC | 2009-06-03 | 0 | PC
VTT-D351-I1 | JDZ11-35 35/0.1kV,SECONDARY:40VA/0.2 |  | 121EL-VT | 3GB |  | 12H | COMM | CS03 | Z001 | V |  | F | RM | PD | ZABB | HGQ | 3410121000 | PC |  | 1 | CNXIHE4 | [5 empty] | 1 | 0 | PC | 2010-06-28 | 0 | PC
VTT-D351-I1-1 | JDZ11-35 35/0.1kV,SECONDARY:40VA/0.2 |  | 121EL-VT | 3GB |  | 12H | COMM | CS03 | Z001 | V |  | F | RM | PD | ZABB | HGQ | 3410121000 | PC |  | 1 | CNXIHE4 | [5 empty] | 1 | 0 | PC | 2013-11-06 | 0 | PC
VTT-D351-I1S | JSZV11-35R 35/0.1kV,SECONDARY:40VA/0.2 |  | 121EL-VT |  |  | 129 | COMM | CS03 | Z001 | V |  | F | RM | PD | ZABB | HGQ | 3410121000 | PC |  | 1 | CNGELI3 | [5 empty] | 1 | 0 | PC | 2020-01-06 | 0 | PC
VTT-D351-I1S-1 | JSZV11-35R 35/0.1kV 0.2/40VA |  | 121EL-VT | 3GD |  | 12H | COMM | CS03 | Z001 | V |  | F | RM | PD | ZABB | HGQ | 3410121000 | PC |  | 1 | CNDUYAN | [5 empty] | 1 | 0 | PC | 2020-10-13 | 0 | PC
VTT-D351-I2 | JDZ11-35 35/0.1kV,SECONDARY:40VA/0.5 |  | 121EL-VT | 3GB |  | 12H | COMM | CS03 | Z001 | V |  | F | RM | PD | ZABB | HGQ | 3410121000 | PC |  | 1 | CNHUCHE9 | [5 empty] | 1 | 0 | PC | 2013-07-05 | 0 | PC
VTT-D351-K1 | JDZ11-35 35/0.1kV,10VA/0.2 |  | 121EL-VT | 3GB |  | 12H | COMM | CS03 | Z001 | V |  | F | RM | PD | ZABB | HGQ | 3410121000 | PC |  | 1 | CNGELI3 | [5 empty] | 1 | 0 | PC | 2020-01-19 | 0 | PC
VTT-D351-K1-1 | JDZ11-35 35/0.1kV,10VA/0.2 |  | 121EL-VT | 3GB |  | 12H | COMM | CS03 | Z001 | V |  | F | RM | PD | ZABB | HGQ | 3410121000 | PC |  | 1 | CNJISU10 | [5 empty] | 1 | 0 | PC | 2022-01-13 | 0 | PC
VTT-D351-K1S | JSZV11-35R-B 35/ 0.1kV,10VA/CL0.2 |  | 121EL-VT | 3GB |  | 12H | COMM | CS03 | Z001 | V |  | F | RM | PD | ZABB | HGQ | 3410121000 | PC |  | 1 | T_GUIHUA_YE | [5 empty] | 1 | 0 | PC | 2016-02-22 | 0 | PC
VTT-D351-K1S-1 | JSZV11-35R 35/0.1kV,SECONDARY:10VA/0.2 |  | 121EL-VT | 3GB |  | 12H | COMM | CS03 | Z001 | V |  | F | RM | PD | ZABB | HGQ | 3410121000 | PC |  | 1 | CNGELI3 | [5 empty] | 1 | 0 | PC | 2019-09-25 | 0 | PC
VTT-D351-M2S | JSZV11-35R-B 35/0.1kV 80VA/CL0.5 |  | 121EL-VT |  |  | 129 | COMM | CS03 | Z001 | V |  | F | RM | PD | ZABB | HGQ | 3410121000 | PC |  | 1 | CNDUYAN | [5 empty] | 1 | 0 | PC | 2021-01-08 | 0 | PC
VTT-D3511-1111 | JDZ11-35 35/0.1/0.1kV |  | 121EL-VT | 3GB |  | 12H | COMM | CS03 | Z001 | V |  | F | RM | PD | ZABB | HGQ | 3410121000 | PC |  | 1 | CNXIHE4 | [5 empty] | 1 | 0 | PC | 2013-07-18 | 0 | PC
VTT-D3511-1111-1 | JDZ11-35 35/0.1/0.1kV,0.2/15VA,0.2/15VA |  | 121EL-VT | 3GB |  | 12H | COMM | CS03 | Z001 | V |  | F | RM | PD | ZABB | HGQ | 3410121000 | PC |  | 1 | CNXIHE4 | [5 empty] | 1 | 0 | PC | 2013-09-05 | 0 | PC
VTT-D3511-1112 | JSZV11-35R 35/0.1/0.1kV |  | 121EL-VT | 3GB |  | 12H | COMM | CS03 | Z001 | V |  | F | RM | PD | ZABB | HGQ | 3410121000 | PC |  | 1 | CNXIHE4 | [5 empty] | 1 | 0 | PC | 2011-03-18 | 0 | PC
VTT-D3511-2212 | JDZ11-35 35/0.1/0.1kV,30VA/0.2,30VA/0.5 |  | 121EL-VT | 3GB |  | 12H | COMM | CS03 | Z001 | V |  | F | RM | PD | ZABB | HGQ | 3410121000 | PC |  | 1 | CNSHZEN2 | [5 empty] | 1 | 0 | PC | 2016-05-03 | 0 | PC
VTT-D3511-2212S | JSZV11-35R 35/0.1/0.1,30VA/0.2,30VA/0.5 |  | 121EL-VT | 3GB |  | 12H | COMM | CS03 | Z001 | V |  | F | RM | PD | ZABB | HGQ | 3410121000 | PC |  | 1 | CNNEWAN | [5 empty] | 1 | 0 | PC | 2009-12-19 | 0 | PC
VTT-D3511-2222 | JSZV11-35R 35/0.1/0.1kV,30VA/0.5,30VA/0. |  | 121EL-VT | 3GB |  | 12H | COMM | CS03 | Z001 | V |  | F | RM | PD | ZABB | HGQ | 3410121000 | PC |  | 1 | CNXIHE4 | [5 empty] | 1 | 0 | PC | 2012-09-11 | 0 | PC
VTT-D3511-2I12 | JDZ11-35 35/0.1/0.1kV,30VA/0.2,40VA/0.5 |  | 121EL-VT |  |  | 129 | COMM | CS03 | Z001 | V |  | F | RM | PD | ZABB | HGQ | 3410121000 | PC |  | 1 | CNDUYAN | [5 empty] | 1 | 0 | PC | 2020-07-07 | 0 | PC
VTT-D3511-A122S | JSZV11-35R 35/0.1/0.1kV,20VA/0.2,30VA/0. |  | 121EL | 3GB |  | 12H | COMM | CS03 | Z001 | V |  | F | EL | PD | ZABB | HGQ | 3410120000 | PC |  | 1 | Y_PPM_01 | [5 empty] | 1 | 0 | PC | 2007-12-04 | 0 | PC
VTT-D3511-A212S | JSZV11-35R 35/0.1/0.1,20VA/0.2,30VA/0.5 |  | 121EL-VT |  |  | B03 | COMM | CS03 | Z001 | V |  | F | RM | PD | ZABB | HGQ | 3410121000 | PC |  | 1 | CNXIHE4 | [5 empty] | 1 | 0 | PC | 2013-08-13 | 0 | PC
VTT-D3511-A216S | JSZV11-35R 35/0.1/0.1KV |  | 121EL-VT | 3GB |  | 12H | COMM | CS03 | Z001 | V |  | F | RM | PD | ZABB | HGQ | 3410121000 | PC |  | 1 | CNGELI3 | [5 empty] | 1 | 0 | PC | 2019-11-22 | 0 | PC
VTT-D3511-AA11 | JDZ11-35 35/0.1/0.1kV,20VA/0.2,20VA/0.2 |  | 121EL-VT | 3GB |  | 12H | COMM | CS03 | Z001 | V |  | F | RM | PD | ZABB | HGQ | 3410121000 | PC |  | 1 | CNXIHE4 | [5 empty] | 1 | 0 | PC | 2010-09-14 | 0 | PC
VTT-D3511-AA11-1 | JDZ11-35 35/0.1/0.1kV,20VA/0.2,20VA/0.2 |  | 121EL-VT | 3GB |  | 12H | COMM | CS03 | Z001 | V |  | F | RM | PD | ZABB | HGQ | 3410121000 | PC |  | 1 | T_GUIHUA_YE | [5 empty] | 1 | 0 | PC | 2012-05-08 | 0 | PC
VTT-D3511-AA12 | JDZ11-35 35000/100/100V |  | 121EL-VT | 3GB |  | 12H | COMM | CS03 | Z001 | V |  | F | RM | PD | ZABB | HGQ | 3410121000 | PC |  | 1 | CNXIHE4 | [5 empty] | 1 | 0 | PC | 2011-08-02 | 0 | PC
VTT-D3511-AA12-1 | JDZ11-35 35000/100/100V |  | 121EL-VT | 3GB |  | 12H | COMM | CS03 | Z001 | V |  | F | RM | PD | ZABB | HGQ | 3410121000 | PC |  | 1 | CNXIHE4 | [5 empty] | 1 | 0 | PC | 2017-07-11 | 0 | PC
VTT-D3511-DD11 | JDZ11-35 35/0.1/0.1kV |  | 121EL-VT | 3GB |  | 12H | COMM | CS03 | Z001 | V |  | F | RM | PD | ZABB | HGQ | 3410121000 | PC |  | 1 | CNXIHE4 | [5 empty] | 1 | 0 | PC | 2010-11-16 | 0 | PC
VTT-D3511-F122 | JDZ11-35 35/0.1/0.1kV,20VA/0.2,30VA/0.5 |  | 121EL | 3GB |  | 12H | COMM | CS03 | Z001 | V |  | F | EL | PD | ZABB | HGQ | 3410120000 | PC |  | 1 | Y_PPM_01 | [5 empty] | 1 | 0 | PC | 2007-12-04 | 0 | PC
VTT-D3511-FF12 | JDZ11-35 35/0.1/0.1kV,20VA/0.2,20VA/0.5 |  | 121EL-VT | 3GB |  | 12H | COMM | CS03 | Z001 | V |  | F | RM | PD | ZABB | HGQ | 3410121000 | PC |  | 1 | CNXIHE4 | [5 empty] | 1 | 0 | PC | 2012-03-27 | 0 | PC
VTT-D3511-I212 | JDZ11-35 35/0.1/0.1kV,20VA/0.2,30VA/0.5 |  | 121EL-VT | 3GB |  | 12H | COMM | CS03 | Z001 | V |  | F | RM | PD | ZABB | HGQ | 3410121000 | PC |  | 1 | CNSHZEN2 | [5 empty] | 1 | 0 | PC | 2018-03-20 | 0 | PC
VTT-D3511-II22S | JSZV11-35R 35/0.1/0.1kV,40VA/0.5,40VA/0. |  | 121EL | 3GB |  | 12H | COMM | CS03 | Z001 | V |  | F | EL | PD | ZABB | HGQ | 3410120000 | PC |  | 1 | Y_PPM_01 | [5 empty] | 1 | 0 | PC | 2007-12-04 | 0 | PC
VTT-D3511-KK11 | JDZ11-35 35/0.1/0.1kV 10VA/0.2 10VA/0.2 |  | 121EL-VT | 3GD |  | 12H | COMM | CS03 | Z001 | V |  | F | RM | PD | ZABB | HGQ | 3410121000 | PC |  | 1 | CNDUYAN | [5 empty] | 1 | 0 | PC | 2020-07-22 | 0 | PC
VTT-D351M2 | JSZV11-35R-B 35/0.1kV 80VA/CL0.5 |  | 121EL-VT |  |  | 129 | COMM | CS03 | Z001 | V |  | F | RM | PD | ZABB | HGQ | 3410121000 | PC |  | 1 | CNJOCHE21 | [5 empty] | 1 | 0 | PC | 2021-01-07 | 0 | PC
VTT-D352-K0 | JDZ11-35 35/0.11kV,CAPABILITY:320VA |  | 121EL | 3GB |  | 12H | COMM | CS03 | Z001 | V |  | F | RM | PD | ZABB | HGQ | 3410121000 | PC |  | 1 | CNXIHE4 | [5 empty] | 1 | 0 | PC | 2008-03-18 | 0 | PC
VTT-D381-22S | JSZV11-35R-B 38.5/0.1 kV 30VA/CL0.2 |  | 121EL-VT | 3GB |  | 12H | COMM | CS03 | Z001 | V |  | F | RM | PD | ZABB | HGQ | 3410121000 | PC |  | 1 | CNXIHE4 | [5 empty] | 1 | 0 | PC | 2017-08-15 | 0 | PC
VTT-D391-27S-NP | JSZVR2-6C2 6900/100V,30VA/3P |  | 121EL-VT | 3GB |  | 12H | COMM | CS03 | Z001 | V |  | F | RM | PD | ZABB | HGQ | 3410121000 | PC |  | 1 | CNDUYAN | [5 empty] | 1 | 0 | PC | 2020-07-02 | 0 | PC
VTT-D391-52S-NP | JSZVR2-6C2 6900/100V,60VA/CL0.5 |  | 121EL-VT | 3GB |  | 12H | COMM | CS03 | Z001 | V |  | F | RM | PD | ZABB | HGQ | 3410121000 | PC |  | 1 | CNXIHE4 | [5 empty] | 1 | 0 | PC | 2016-12-05 | 0 | PC
VTT-D421-42S | JSZVR2-10C1 11.4/0.1Kv 50VA/CL0.5 |  | 121EL-VT | 3GD |  | 12H | COMM | CS03 | Z001 | V |  | F | RM | PD | ZABB | HGQ | 3410121000 | PC |  | 1 | CNGELI3 | [5 empty] | 1 | 0 | PC | 2019-05-15 | 0 | PC
VTT-D422-42S | JSZVR2-10C1 11.4/0.11Kv 50VA/CL0.5 |  | 121EL-VT |  |  | 129 | COMM | CS03 | Z001 | V |  | F | RM | PD | ZABB | HGQ | 3410121000 | PC |  | 1 | CNGELI3 | [5 empty] | 1 | 0 | PC | 2019-05-15 | 0 | PC
VTT-D422-B5 | JDZ11-10 11.4/0.11kV 500VA/3.0 |  | 121EL-VT | 3GD |  | 12H | COMM | CS03 | Z001 | V |  | F | RM | PD | ZABB | HGQ | 3410121000 | PC |  | 1 | CNGELI3 | [5 empty] | 1 | 0 | PC | 2019-05-15 | 0 | PC
VTT-D452-83 | JDZ10-6C1 5.5/0.11kV,100VA/CL1.0 |  | 121EL-VT | 3GB |  | 12H | COMM | CS03 | Z001 | V |  | F | RM | PD | ZABB | HGQ | 3410121000 | PC |  | 1 | CNSTKE1 | [5 empty] | 1 | 0 | PC | 2012-03-22 | 0 | PC
VTT-D601-42 | JDZ10-6C1-D 6000/100V 50VA/CL0.5 |  | 121EL-VT | 3GB |  | 12H | COMM | CS03 | Z001 | V |  | F | RM | PD | ZABB | HGQ | 3410121000 | PC |  | 1 | CNJOCHE21 | [5 empty] | 1 | 0 | PC | 2020-07-06 | 0 | PC
VTT-G031-22 | JDZ22-3C1 3/0.1kV,50VA/CL0.5 |  | 121EL-VT | 3GB |  | B12 | COMM | CS03 | Z001 | V |  | F | RM | PD | ZABB | HGQ | 3410121000 | PC |  | 1 | CNZHZHO5 | [5 empty] | 1 | 0 | PC | 2018-07-02 | 0 | PC
VTT-G031-83S | JSZVR22-3C/275 3000/100V,100VA/CL1.0 |  | 121EL-VT | 3GB |  | B12 | COMM | CS03 | Z001 | V |  | F | RM | PD | ZABB | HGQ | 3410121000 | PC |  | 1 | CNXIHE4 | [5 empty] | 1 | 0 | PC | 2013-05-17 | 0 | PC
VTT-G031-83S-1 | JSZVR22-3C/210 3000/100V,100VA/CL1.0 |  | 121EL-VT | 3GB |  | B12 | COMM | CS03 | Z001 | V |  | F | RM | PD | ZABB | HGQ | 3410121000 | PC |  | 1 | CNXIHE4 | [5 empty] | 1 | 0 | PC | 2013-05-17 | 0 | PC
VTT-G031-E2 | JDZ23-3 3/0.1kV 200VA/0.5 |  | 121EL-VT | 3GB |  | B12 | COMM | CS03 | Z001 | V |  | F | RM | PD | ZABB | HGQ | 3410121000 | PC |  | 1 | CNSHZEN2 | [5 empty] | 1 | 0 | PC | 2017-09-21 | 0 | PC
VTT-G032-83 | JDZ22-3C1 3/0.11kV 100VA CL1.0 |  | 121EL-VT | 3GB |  | 12H | COMM | CS03 | Z001 | V |  | F | RM | PD | ZABB | HGQ | 3410121000 | PC |  | 1 | CNDUYAN | [5 empty] | 1 | 0 | PC | 2020-06-15 | 0 | PC
VTT-G032-L3 | JDZ22-3C1 3/0.11kV 150VA CL1.0 |  | 121EL-VT | 3GB |  | 12H | COMM | CS03 | Z001 | V |  | F | RM | PD | ZABB | HGQ | 3410121000 | PC |  | 1 | CNJOCHE21 | [5 empty] | 1 | 0 | PC | 2021-12-29 | 0 | PC
VTT-G041-42 | JDZ22-3C1 3.3/0.1kV,50VA/CL0.5 |  | 121EL-VT | 3GB |  | B12 | COMM | CS03 | Z001 | V |  | F | RM | PD | ZABB | HGQ | 3410121000 | PC |  | 1 | CNXIHE4 | [5 empty] | 1 | 0 | PC | 2017-04-20 | 0 | PC
VTT-G042-83 | JDZ22-3C1 3.3/0.11kV,100VA/CL1.0 |  | 121EL-VT | 3GB |  | B12 | COMM | CS03 | Z001 | V |  | F | RM | PD | ZABB | HGQ | 3410121000 | PC |  | 1 | CNDUYAN | [5 empty] | 1 | 0 | PC | 2018-07-02 | 0 | PC
VTT-G042-83-1 | JDZ22-10C1 3.3/0.11kV |  | 121EL-VT |  |  | 129 | COMM | CS03 | Z001 | V |  | F | RM | PD | ZABB | HGQ | 3410121000 | PC |  | 1 | CNJOCHE21 | [5 empty] | 1 | 0 | PC | 2022-03-11 | 0 | PC
VTT-G061-21 | JDZ23-6 6/0.1kV 30VA/CL 0.2 |  | 121EL-VT | 3GB |  | B12 | COMM | CS03 | Z001 | V |  | F | RM | PD | ZABB | HGQ | 3410121000 | PC |  | 1 | CNDUYAN | [5 empty] | 1 | 0 | PC | 2018-08-29 | 0 | PC
VTT-G061-21S | JSZVR22-6C/150 6/0.1kV 30VA/CL 0.2 |  | 121EL-VT | 3GB |  | B12 | COMM | CS03 | Z001 | V |  | F | RM | PD | ZABB | HGQ | 3410121000 | PC |  | 1 | T_GUIHUA_YE | [5 empty] | 1 | 0 | PC | 2016-02-22 | 0 | PC
VTT-G061-21S-1 | JSZVR22-6C/210 6/0.1kV，CL 0.2/30VA |  | 121EL-VT | 3GB |  | B12 | COMM | CS03 | Z001 | V |  | F | RM | PD | ZABB | HGQ | 3410121000 | PC |  | 1 | CNDUYAN | [5 empty] | 1 | 0 | PC | 2018-07-10 | 0 | PC
VTT-G061-22 | JDZ22-6C1 6/0.1kV,30VA/CL0.5 |  | 121EL-VT | 3GB |  | 12H | COMM | CS03 | Z001 | V |  | F | RM | PD | ZABB | HGQ | 3410121000 | PC |  | 1 | CNXIHE4 | [5 empty] | 1 | 0 | PC | 2015-04-20 | 0 | PC
VTT-G061-22S | JSZVR22-6C/150 电压互感器 6/0.1kV 30VA/CL 0. |  | 121EL-VT | 3GB |  | B12 | COMM | CS03 | Z001 | V |  | F | RM | PD | ZABB | HGQ | 3410121000 | PC |  | 1 | T_GUIHUA_YE | [5 empty] | 1 | 0 | PC | 2015-07-10 | 0 | PC
VTT-G061-22S-1 | JSZVR22-6C/150 6/0.1kV 30VA/CL 0.5 |  | 121EL-VT | 3GB |  | B12 | COMM | CS03 | Z001 | V |  | F | RM | PD | ZABB | HGQ | 3410121000 | PC |  | 1 | CNXIHE4 | [5 empty] | 1 | 0 | PC | 2016-02-22 | 0 | PC
VTT-G061-22S-2 | JSZVR22-6C/210 6/0.1kV，30VA/CL 0.5 |  | 121EL-VT | 3GB |  | 12H | COMM | CS03 | Z001 | V |  | F | RM | PD | ZABB | HGQ | 3410121000 | PC |  | 1 | CNXIHE4 | [5 empty] | 1 | 0 | PC | 2016-04-19 | 0 | PC
VTT-G061-22S-3 | JSZVR22-10C/275 6/0.1kV 30VA/CL0.5 |  | 121EL-VT | 3GB |  | B12 | COMM | CS03 | Z001 | V |  | F | RM | PD | ZABB | HGQ | 3410121000 | PC |  | 1 | CNXIHE4 | [5 empty] | 1 | 0 | PC | 2017-06-09 | 0 | PC
VTT-G061-22S-4 | JSZVR22-6C/275 6/0.1kV,30VA/CL0.5 |  | 121EL-VT | 3GB |  | B12 | COMM | CS03 | Z001 | V |  | F | RM | PD | ZABB | HGQ | 3410121000 | PC |  | 1 | CNDUYAN | [5 empty] | 1 | 0 | PC | 2018-06-12 | 0 | PC
VTT-G061-22S-5 | JSZVR28-10C/135 6/0.1kV 30VA/CL0.5 |  | 121EL-VT | 3GB |  | 12H | COMM | CS03 | Z001 | V |  | F | RM | PD | ZABB | HGQ | 3410121000 | PC |  | 1 | CNJOCHE21 | [5 empty] | 1 | 0 | PC | 2021-06-22 | 0 | PC
VTT-G061-22S-6 | JSZVR22-6C/210 6/0.1kV，30VA/CL 0.5 |  | 121EL-VT |  |  | 129 | COMM | CS03 | Z001 | V |  | F | RM | PD | ZABB | HGQ | 3410121000 | PC |  | 1 | CNJOCHE21 | [5 empty] | 1 | 0 | PC | 2021-08-25 | 0 | PC
VTT-G061-42 | JSZVR22-6C/210 6/0.1kV,CL 0.5/50VA |  | 121EL-VT | 3GB |  | 12H | COMM | CS03 | Z001 | V |  | F | RM | PD | ZABB | HGQ | 3410121000 | PC |  | 1 | T_GUIHUA_YE | [5 empty] | 1 | 0 | PC | 2015-05-19 | 0 | PC
VTT-G061-42S | JSZVR22-6C/150 6/0.1kV,50VA/CL 0.5 |  | 121EL-VT | 3GB |  | 12H | COMM | CS03 | Z001 | V |  | F | RM | PD | ZABB | HGQ | 3410121000 | PC |  | 1 | CNXIHE4 | [5 empty] | 1 | 0 | PC | 2014-03-31 | 0 | PC
VTT-G061-42S-1 | JSZVR22-6C/210 6/0.1kV,50VA/CL 0.5 |  | 121EL-VT | 3GB |  | 12H | COMM | CS03 | Z001 | V |  | F | RM | PD | ZABB | HGQ | 3410121000 | PC |  | 1 | CNXIHE4 | [5 empty] | 1 | 0 | PC | 2014-05-05 | 0 | PC
VTT-G061-42S-2 | JSZVR22-6C/275 6/0.1kV 50VA/CL0.5 |  | 121EL-VT | 3GB |  | B12 | COMM | CS03 | Z001 | V |  | F | RM | PD | ZABB | HGQ | 3410121000 | PC |  | 1 | CNXIHE4 | [5 empty] | 1 | 0 | PC | 2016-09-20 | 0 | PC
VTT-G061-62 | JSZVR22-6C/150 6/0.1kV,70VA/CL 0.5 |  | 121EL-VT | 3GB |  | B12 | COMM | CS03 | Z001 | V |  | F | RM | PD | ZABB | HGQ | 3410121000 | PC |  | 1 | CNSHZEN2 | [5 empty] | 1 | 0 | PC | 2017-05-19 | 0 | PC
VTT-G061-A1S | JSZVR22-6C/150 6/0.1kV,20VA/0.2 |  | 121EL-VT | 3GB |  | B12 | COMM | CS03 | Z001 | V |  | F | RM | PD | ZABB | HGQ | 3410121000 | PC |  | 1 | CNXIHE4 | [5 empty] | 1 | 0 | PC | 2013-01-07 | 0 | PC
VTT-G061-A1S-1 | JSZVR22-10C/210 6/0.1kV CL 0.2 20VA |  | 121EL-VT | 3GB |  | 12H | COMM | CS03 | Z001 | V |  | F | RM | PD | ZABB | HGQ | 3410121000 | PC |  | 1 | CNJISU10 | [5 empty] | 1 | 0 | PC | 2022-01-11 | 0 | PC
VTT-G061-A2 | JSZVR22-6C/210 6/0.1kV,CL 0.5/20VA |  | 121EL-VT | 3GB |  | B12 | COMM | CS03 | Z001 | V |  | F | RM | PD | ZABB | HGQ | 3410121000 | PC |  | 1 | T_GUIHUA_YE | [5 empty] | 1 | 0 | PC | 2015-05-19 | 0 | PC
VTT-G061-K1S | JSZVR22-6C/210 6/0.1kV,10VA/CL0.2 |  | 121EL-VT |  |  | B03 | COMM | CS03 | Z001 | V |  | F | RM | PD | ZABB | HGQ | 3410121000 | PC |  | 1 | CNXIHE4 | [5 empty] | 1 | 0 | PC | 2014-07-24 | 0 | PC
VTT-G0610-A010S | JSZVR22-10C/150 6.6/0.1KV，0.2,20VA |  | 121EL-VT | 3GB |  | 12H | COMM | CS03 | Z001 | V |  | F | RM | PD | ZABB | HGQ | 3410121000 | PC |  | 1 | CNJOCHE21 | [5 empty] | 1 | 0 | PC | 2020-06-12 | 0 | PC
VTT-G0612-KL25 | JDZ22-6C1 6KV/0.1/0.11kV |  | 121EL-VT | 3GB |  | B12 | COMM | CS03 | Z001 | V |  | F | RM | PD | ZABB | HGQ | 3410121000 | PC |  | 1 | CNXIHE4 | [5 empty] | 1 | 0 | PC | 2017-09-01 | 0 | PC
VTT-G0613-1825 | JDZ22-6C1 6KV/0.1/0.22kV |  | 121EL-VT | 3GB |  | 12H | COMM | CS03 | Z001 | V |  | F | RM | PD | ZABB | HGQ | 3410121000 | PC |  | 1 | CNGELI3 | [5 empty] | 1 | 0 | PC | 2019-09-04 | 0 | PC
VTT-G0613-2G27 | JDZ23-6 6/ 0.1/0.22 kV |  | 121EL-VT |  |  | 129 | COMM | CS03 | Z001 | V |  | F | RM | PD | ZABB | HGQ | 3410121000 | PC |  | 1 | CNJOCHE21 | [5 empty] | 1 | 0 | PC | 2021-01-22 | 0 | PC
VTT-G062-83 | JDZ22-6C1 6/0.11kV,100VA/CL1.0 |  | 26XEL | 3GB |  | 12H | COMM | CS03 | Z001 | V |  | F |  | PD | ZABB | HGQ | 3410121000 | PC |  | 1 | CNDUYAN | [5 empty] | 1 | 0 | PC | 2018-07-24 | 0 | PC
VTT-G062-83S | JSZVR22-6C/150 6/0.11kV,100VA/1.0 |  | 121EL | 3GB |  | B12 | COMM | CS03 | Z001 | V |  | F | RM | PD | ZABB | HGQ | 3410120000 | PC |  | 1 | Y_PPM_01 | [5 empty] | 1 | 0 | PC | 2007-12-04 | 0 | PC
VTT-G062-83S-1 | JSZVR22-6C/210 6/0.11kV,100VA/CL 1.0 |  | 121EL-VT | 3GB |  | B12 | COMM | CS03 | Z001 | V |  | F | RM | PD | ZABB | HGQ | 3410121000 | PC |  | 1 | CNXIHE4 | [5 empty] | 1 | 0 | PC | 2014-04-11 | 0 | PC
VTT-G062-B5 | JDZ23-6 6/0.11kV,500VA/CL 3.0 |  | 121EL-VT | 3GB |  | B12 | COMM | CS03 | Z001 | V |  | F | RM | PD | ZABB | HGQ | 3410121000 | PC |  | 1 | CNXIHE4 | [5 empty] | 1 | 0 | PC | 2014-12-08 | 0 | PC
VTT-G062-L3 | JDZ23-6 6/0.11kV,150VA/CL 1.0 |  | 121EL-VT |  |  | B03 | COMM | CS03 | Z001 | V |  | F | RM | PD | ZABB | HGQ | 3410121000 | PC |  | 1 | CNXIHE4 | [5 empty] | 1 | 0 | PC | 2017-12-12 | 0 | PC
VTT-G062-L3-1 | JDZ22-6C1 6/0.11kV,150VA/CL1.0 |  | 121EL-VT | 3GB |  | B12 | COMM | CS03 | Z001 | V |  | F | RM | PD | ZABB | HGQ | 3410121000 | PC |  | 1 | CNXIHE4 | [5 empty] | 1 | 0 | PC | 2017-12-12 | 0 | PC
VTT-G063-B5 | JDZ23-6 6/0.22 kV,500VA/CL3.0 |  | 121EL-VT | 3GB |  | 12H | COMM | CS03 | Z001 | V |  | F | RM | PD | ZABB | HGQ | 3410121000 | PC |  | 1 | T_GUIHUA_YE | [5 empty] | 1 | 0 | PC | 2014-04-01 | 0 | PC
VTT-G071-21 | JDZ22-6C1 6.6/0.1kV 30VA/CL0.2 |  | 121EL-VT | 3GB |  | B12 | COMM | CS03 | Z001 | V |  | F | RM | PD | ZABB | HGQ | 3410121000 | PC |  | 1 | CNXIHE4 | [5 empty] | 1 | 0 | PC | 2016-10-13 | 0 | PC
VTT-G071-21S | JSZVR22-6C/150 6.6/0.1kV 30VA/CL 0.2 |  | 121EL-VT | 3GB |  | B12 | COMM | CS03 | Z001 | V |  | F | RM | PD | ZABB | HGQ | 3410121000 | PC |  | 1 | CNSHZEN2 | [5 empty] | 1 | 0 | PC | 2017-07-25 | 0 | PC
VTT-G071-21S-1 | JSZVR22-6C/210 6.6/0.1kV,CL 0.2/30VA |  | 121EL-VT |  |  | B03 | COMM | CS03 | Z001 | V |  | F | RM | PD | ZABB | HGQ | 3410121000 | PC |  | 1 | CNXIHE4 | [5 empty] | 1 | 0 | PC | 2017-12-21 | 0 | PC
VTT-G071-22S | JSZVR22-6C/150 6.6/0.1kV 30VA/CL 0.5 |  | 121EL-VT | 3GB |  | 12H | COMM | CS03 | Z001 | V |  | F | RM | PD | ZABB | HGQ | 3410121000 | PC |  | 1 | CNJOCHE21 | [5 empty] | 1 | 0 | PC | 2022-01-25 | 0 | PC
VTT-G071-42 | JDZ22-6C1 6.6/0.1kV 50VA/CL0.5 |  | 121EL-VT | 3GB |  | B12 | COMM | CS03 | Z001 | V |  | F | RM | PD | ZABB | HGQ | 3410121000 | PC |  | 1 | CNXIHE4 | [5 empty] | 1 | 0 | PC | 2016-10-13 | 0 | PC
VTT-G071-42S | JSZVR22-6C/150 6.6/0.1kV 50VA/CL 0.5 |  | 121EL-VT | 3GB |  | B12 | COMM | CS03 | Z001 | V |  | F | RM | PD | ZABB | HGQ | 3410121000 | PC |  | 1 | CNXIHE4 | [5 empty] | 1 | 0 | PC | 2015-05-27 | 0 | PC
VTT-G071-A1 | JSZVR22-6C/210 6.6/0.1kV CL 0.2/20VA |  | 121EL-VT | 3GB |  | 12H | COMM | CS03 | Z001 | V |  | F | RM | PD | ZABB | HGQ | 3410121000 | PC |  | 1 | CNXIHE4 | [5 empty] | 1 | 0 | PC | 2017-09-09 | 0 | PC
VTT-G071-A1-1 | JDZ22-6C1 6.6/0.1kV 20VA/CL0.2 |  | 121EL-VT |  |  | 129 | COMM | CS03 | Z001 | V |  | F | RM | PD | ZABB | HGQ | 3410121000 | PC |  | 1 | CNGELI3 | [5 empty] | 1 | 0 | PC | 2019-09-18 | 0 | PC
VTT-G0711-1112 | JDZ22-6C1 6.6/0.1/0.1kV 15VA/CL0.2 |  | 121EL-VT | 3GB |  | B12 | COMM | CS03 | Z001 | V |  | F | RM | PD | ZABB | HGQ | 3410121000 | PC |  | 1 | CNSHZEN2 | [5 empty] | 1 | 0 | PC | 2017-11-07 | 0 | PC
VTT-G072-83 | JDZ22-6C1 6.6/0.11kV,100VA/CL1.0 |  | 121EL-VT | 3GB |  | 12H | COMM | CS03 | Z001 | V |  | F | RM | PD | ZABB | HGQ | 3410121000 | PC |  | 1 | CNXIHE4 | [5 empty] | 1 | 0 | PC | 2016-07-12 | 0 | PC
VTT-G072-B5 | JDZ23-6 6.6/0.11kV 500VA/CL 3.0 |  | 121EL-VT | 3GB |  | B12 | COMM | CS03 | Z001 | V |  | F | RM | PD | ZABB | HGQ | 3410121000 | PC |  | 1 | CNXIHE4 | [5 empty] | 1 | 0 | PC | 2015-05-27 | 0 | PC
VTT-G072-L3 | JDZ22-6C1 6.6/0.11kV,150VA/CL1.0 |  | 121EL-VT | 3GB |  | B12 | COMM | CS03 | Z001 | V |  | F | RM | PD | ZABB | HGQ | 3410121000 | PC |  | 1 | CNXIHE4 | [5 empty] | 1 | 0 | PC | 2016-08-08 | 0 | PC
VTT-G074-B7 | JDZ23-6 6.6/0.23kV 500VA/3P |  | 121EL-VT | 3GB |  | B12 | COMM | CS03 | Z001 | V |  | F | RM | PD | ZABB | HGQ | 3410121000 | PC |  | 1 | CNXIHE4 | [5 empty] | 1 | 0 | PC | 2017-06-21 | 0 | PC
VTT-G081-22S | JSZVR22-6C/210 6.3/0.1kV，30VA/CL 0.5 |  | 121EL-VT | 3GB |  | 12H | COMM | CS03 | Z001 | V |  | F | RM | PD | ZABB | HGQ | 3410121000 | PC |  | 1 | CNJOCHE21 | [5 empty] | 1 | 0 | PC | 2021-09-03 | 0 | PC
VTT-G081-42 | JDZ22-6C1 6.3/0.1kV, 50VA/CL0.5 |  | 121EL-VT | 3GB |  | B12 | COMM | CS03 | Z001 | V |  | F | RM | PD | ZABB | HGQ | 3410121000 | PC |  | 1 | T_GUIHUA_YE | [5 empty] | 1 | 0 | PC | 2016-03-02 | 0 | PC
VTT-G081-42S | JSZVR22-6C/275 6.3/0.1kV,50VA/CL0.5 |  | 121EL-VT | 3GB |  | B12 | COMM | CS03 | Z001 | V |  | F | RM | PD | ZABB | HGQ | 3410121000 | PC |  | 1 | CNXIHE4 | [5 empty] | 1 | 0 | PC | 2016-05-11 | 0 | PC
VTT-G081-K1S | JSZVR22-6C/210 6.3/0.1kV,10VA/CL0.2 |  | 121EL-VT | 3GB |  | B12 | COMM | CS03 | Z001 | V |  | F | RM | PD | ZABB | HGQ | 3410121000 | PC |  | 1 | CNXIHE4 | [5 empty] | 1 | 0 | PC | 2014-07-24 | 0 | PC
VTT-G082-42S | JSZVR22-6C/210 6.3/0.11kV 50VA/CL0.5 |  | 121EL-VT | 3GB |  | B12 | COMM | CS03 | Z001 | V |  | F | RM | PD | ZABB | HGQ | 3410121000 | PC |  | 1 | CNXIHE4 | [5 empty] | 1 | 0 | PC | 2016-10-14 | 0 | PC
VTT-G082-83 | JDZ22-6C1 6.3/0.11kV 100VA CL1.0 |  | 121EL-VT | 3GB |  | 12H | COMM | CS03 | Z001 | V |  | F | RM | PD | ZABB | HGQ | 3410121000 | PC |  | 1 | CNDUYAN | [5 empty] | 1 | 0 | PC | 2020-06-01 | 0 | PC
VTT-G082-A1S | JSZVR28-10C/135 6.3/0.11kV 0.2/20VA |  | 121EL-VT | 3GB |  | 12H | COMM | CS03 | Z001 | V |  | F | RM | PD | ZABB | HGQ | 3410121000 | PC |  | 1 | CNJOCHE21 | [5 empty] | 1 | 0 | PC | 2021-02-03 | 0 | PC
VTT-G0823-883AS | JSZVR22-6C/150 6.3/0.11/0.22kV |  | 121EL-VT |  |  | 129 | COMM | CS03 | Z001 | V |  | F | RM | PD | ZABB | HGQ | 3410121000 | PC |  | 1 | CNGELI3 | [5 empty] | 1 | 0 | PC | 2020-04-23 | 0 | PC
VTT-G0823-8A3AS | JSZVR22-10C/150 6.3/0.11/0.22kV |  | 121EL-VT | 3GB |  | 12H | COMM | CS03 | Z001 | V |  | F | RM | PD | ZABB | HGQ | 3410121000 | PC |  | 1 | CNGELI3 | [5 empty] | 1 | 0 | PC | 2020-04-24 | 0 | PC
VTT-G101-102S | JSZVR22-10C/150 10/0.1kV,15VA/0.5 |  | 121EL-VT |  |  | 129 | COMM | CS03 | Z001 | V |  | F | RM | PD | ZABB | HGQ | 3410121000 | PC |  | 1 | CNJOCHE21 | [5 empty] | 1 | 0 | PC | 2020-10-10 | 0 | PC
VTT-G101-11 | JDZ22-10C1 10/0.1KV 0.2/15VA |  | 121EL-VT | 3GB |  | 12H | COMM | CS03 | Z001 | V |  | F | RM | PD | ZABB | HGQ | 3410121000 | PC |  | 1 | CNXIHE4 | [5 empty] | 1 | 0 | PC | 2012-12-17 | 0 | PC
VTT-G101-11-1 | JDZ22-10C1 10000/100V 15VA/CL0.2 |  | 121EL-VT | 3GB |  | 12H | COMM | CS03 | Z001 | V |  | F | RM | PD | ZABB | HGQ | 3410121000 | PC |  | 1 | CNXIHE4 | [5 empty] | 1 | 0 | PC | 2015-12-17 | 0 | PC
VTT-G101-11-3 | JSZVR10-10 10/0.1kV 0.2 15VA |  | 121EL-VT | 3GB |  | 12H | COMM | CS03 | Z001 | V |  | F | RM | PD | ZABB | HGQ | 3410121000 | PC |  | 1 | CNJOCHE21 | [5 empty] | 1 | 0 | PC | 2020-09-11 | 0 | PC
VTT-G101-11-4 | JDZ22-10C1 10/0.1kV,15VA/CL0.2 |  | 121EL-VT | 3GB |  | 12H | COMM | CS03 | Z001 | V |  | F | RM | PD | ZABB | HGQ | 3410121000 | PC |  | 1 | CNDUYAN | [5 empty] | 1 | 0 | PC | 2020-09-24 | 0 | PC
VTT-G101-11-5 | JDZ22-10C1 10/0.1KV 0.2/15VA |  | 121EL-CT | 3GB |  | 12H | COMM | CS03 | Z001 | V |  | F | RM | PD | ZABB | HGQ | 3410121000 | PC |  | 1 | CNJOCHE21 | [5 empty] | 1 | 0 | PC | 2021-04-09 | 0 | PC
VTT-G101-11-6 | JDZ22-10C1-D 10/0.1kV 15VA/CL0.2 |  | 121EL-VT | 3GB |  | 12H | COMM | CS03 | Z001 | V |  | F | RM | PD | ZABB | HGQ | 3410121000 | PC |  | 1 | CNJOCHE21 | [5 empty] | 1 | 0 | PC | 2021-04-26 | 0 | PC
VTT-G101-11-7 | JDZ22-10C1 10/0.1kV 15VA/CL0.2 |  | 121EL-VT | 3GB |  | 12H | COMM | CS03 | Z001 | V |  | F | RM | PD | ZABB | HGQ | 3410121000 | PC |  | 1 | CNJOCHE21 | [5 empty] | 1 | 0 | PC | 2021-04-28 | 0 | PC
VTT-G101-11-8 | JDZ22-10C1 10000/100V |  | 121EL-VT |  |  | 129 | COMM | CS03 | Z001 | V |  | F | RM | PD | ZABB | HGQ | 3410121000 | PC |  | 1 | CNJOCHE21 | [5 empty] | 1 | 0 | PC | 2021-07-27 | 0 | PC
VTT-G101-11-9 | JDZ22-10C1 10/0.1kV SECONDARY:15VA/0.2 |  | 121EL-VT | 3GB |  | 12H | COMM | CS03 | Z001 | V |  | F | RM | PD | ZABB | HGQ | 3410121000 | PC |  | 1 | CNJOCHE21 | [5 empty] | 1 | 0 | PC | 2022-03-08 | 0 | PC
VTT-G101-11-AL | JDZ22-10C1 10/0.1KV 0.2/15VA |  | 121EL-VT | 3GB |  | 12H | COMM | CS03 | Z001 | V |  | F | RM | PD | ZABB | HGQ | 3410121000 | PC |  | 1 | CNJOCHE21 | [5 empty] | 1 | 0 | PC | 2021-07-24 | 0 | PC
VTT-G101-11S-1 | JSZVR22-10C/150 10000/100V,15VA/CL0.2 |  | 121EL-VT | 3GB |  | 12H | COMM | CS03 | Z001 | V |  | F | RM | PD | ZABB | HGQ | 3410121000 | PC |  | 1 | CNXIHE4 | [5 empty] | 1 | 0 | PC | 2013-09-24 | 0 | PC
VTT-G101-11S-2 | JSZVR22-10C/210 10/0.1kV 15VA/CL0.2 |  | 121EL-VT | 3GB |  | 12H | COMM | CS03 | Z001 | V |  | F | RM | PD | ZABB | HGQ | 3410121000 | PC |  | 1 | CNXIHE4 | [5 empty] | 1 | 0 | PC | 2016-05-11 | 0 | PC
VTT-G101-11S-4 | JSZVR28-10C/135 10/0.1kV,15VA/CL0.2 |  | 121EL-VT | 3GB |  | 12H | COMM | CS03 | Z001 | V |  | F | RM | PD | ZABB | HGQ | 3410121000 | PC |  | 1 | CNJOCHE21 | [5 empty] | 1 | 0 | PC | 2022-02-18 | 0 | PC
VTT-G101-12S | JSZVR22-10C/150 10/0.1kV,15VA/0.5 |  | 121EL-VT | 3GB |  | 12H | COMM | CS03 | Z001 | V |  | F | RM | PD | ZABB | HGQ | 3410121000 | PC |  | 1 | CNJOCHE21 | [5 empty] | 1 | 0 | PC | 2020-10-10 | 0 | PC
VTT-G101-12S-1 | JSZVR28-10C/135 10/0.1kV 15VA/CL0.5 |  | 121EL-VT | 3GB |  | 12H | COMM | CS03 | Z001 | V |  | F | RM | PD | ZABB | HGQ | 3410121000 | PC |  | 1 | CNJOCHE21 | [5 empty] | 1 | 0 | PC | 2020-11-09 | 0 | PC
VTT-G101-1C | JDZ22-10C1 10000/100V |  | 121EL-VT |  |  | 129 | COMM | CS03 | Z001 | V |  | F | RM | PD | ZABB | HGQ | 3410121000 | PC |  | 1 | CNJOCHE21 | [5 empty] | 1 | 0 | PC | 2021-07-27 | 0 | PC
VTT-G101-21 | JDZ23-10 10/0.1kV,SECONDARY: 30VA/0.2 |  | 121EL-VT | 3GB |  | B12 | COMM | CS03 | Z001 | V |  | F | RM | PD | ZABB | HGQ | 3410121000 | PC |  | 1 | CNXIHE4 | [5 empty] | 1 | 0 | PC | 2014-06-03 | 0 | PC
VTT-G101-21-1 | JDZ22-10C1 10/0.1kV,30VA/0.2 |  | 121EL-VT | 3GB |  | 12H | COMM | CS03 | Z001 | V |  | F | RM | PD | ZABB | HGQ | 3410121000 | PC |  | 1 | CNXIHE4 | [5 empty] | 1 | 0 | PC | 2014-06-06 | 0 | PC
VTT-G101-21-2 | JDZ23-10 10/0.1kV,SECONDARY: 30VA/0.2 |  | 121EL-VT | 3GB |  | B12 | COMM | CS03 | Z001 | V |  | F | RM | PD | ZABB | HGQ | 3410121000 | PC |  | 1 | CNXIHE4 | [5 empty] | 1 | 0 | PC | 2014-06-13 | 0 | PC
VTT-G101-21-3 | JDZ22-10C1 10/0.1kV,SECONDARY: 30VA/0.2 |  | 121EL-VT | 3GB |  | 12H | COMM | CS03 | Z001 | V |  | F | RM | PD | ZABB | HGQ | 3410121000 | PC |  | 1 | CNXIHE4 | [5 empty] | 1 | 0 | PC | 2017-01-03 | 0 | PC
VTT-G101-21-4 | JDZ23-10S 10/0.1kV,30VA/CL0.2 |  | 121EL-VT | 3GB |  | 12H | COMM | CS03 | Z001 | V |  | F | RM | PD | ZABB | HGQ | 3410121000 | PC |  | 1 | CNXIHE4 | [5 empty] | 1 | 0 | PC | 2018-01-16 | 0 | PC
VTT-G101-21-5 | JDZ22-10C1 10/0.1kV,30VA/0.2,50HZ |  | 121EL-VT | 3GB |  | B12 | COMM | CS03 | Z001 | V |  | F | RM | PD | ZABB | HGQ | 3410121000 | PC |  | 1 | CNDUYAN | [5 empty] | 1 | 0 | PC | 2018-03-08 | 0 | PC
VTT-G101-21-5-AL | JDZ22-10C1 10/0.1kV,30VA/0.2,50HZ |  | 121EL-VT | 3GB |  | 12H | COMM | CS03 | Z001 | V |  | F | RM | PD | ZABB | HGQ | 3410121000 | PC |  | 1 | CNJOCHE21 | [5 empty] | 1 | 0 | PC | 2021-10-27 | 0 | PC
VTT-G101-21-6 | JDZ22-10C1 10/0.1KV 0.2/30VA |  | 121EL-VT | 3GB |  | 12H | COMM | CS03 | Z001 | V |  | F | RM | PD | ZABB | HGQ | 3410121000 | PC |  | 1 | CNJOCHE21 | [5 empty] | 1 | 0 | PC | 2020-12-25 | 0 | PC
VTT-G101-21S | JSZVR22-10C/210 10/0.1kV,30VA/0.2 |  | 121EL-VT | 3GB |  | 12H | COMM | CS03 | Z001 | V |  | F | RM | PD | ZABB | HGQ | 3410121000 | PC |  | 1 | CNXIHE4 | [5 empty] | 1 | 0 | PC | 2013-10-15 | 0 | PC
VTT-G101-21S-1 | JSZVR22-10C/150 10/0.1kV,30VA/0.2 |  | 121EL-VT | 3GB |  | 12H | COMM | CS03 | Z001 | V |  | F | RM | PD | ZABB | HGQ | 3410121000 | PC |  | 1 | CNXIHE4 | [5 empty] | 1 | 1 | PC | 2014-06-06 | 0 | PC
VTT-G101-21S-2 | JSZVR22-10C/275 10/0.1kV,30VA/0.2 |  | 121EL-VT | 3GB |  | 12H | COMM | CS03 | Z001 | V |  | F | RM | PD | ZABB | HGQ | 3410121000 | PC |  | 1 | CNRACHE5 | [5 empty] | 1 | 0 | PC | 2015-08-01 | 0 | PC
VTT-G101-21S-3 | JSZVR22-10C/150 10/0.1kV |  | 121EL-VT | 3GB |  | B12 | COMM | CS03 | Z001 | V |  | F | RM | PD | ZABB | HGQ | 3410121000 | PC |  | 1 | CNXIHE4 | [5 empty] | 1 | 0 | PC | 2017-05-22 | 0 | PC
VTT-G101-21S-4 | JSZVR22-10C/210 10/0.1kV 30VA/CL 0.2 |  | 121EL-VT | 3GB |  | 12H | COMM | CS03 | Z001 | V |  | F | RM | PD | ZABB | HGQ | 3410121000 | PC |  | 1 | CNGELI3 | [5 empty] | 1 | 0 | PC | 2020-03-18 | 0 | PC
VTT-G101-21S-5 | JSZVR22-10C/210 10/0.1kV,30VA/CL0.2 |  | 121EL-VT | 3GB |  | 12H | COMM | CS03 | Z001 | V |  | F | RM | PD | ZABB | HGQ | 3410121000 | PC |  | 1 | CNDUYAN | [5 empty] | 1 | 0 | PC | 2020-08-31 | 0 | PC
VTT-G101-22 | JDZ22-10C1 10/0.1kV,30VA/CL0.5 |  | 121EL-VT | 3GB |  | 12H | COMM | CS03 | Z001 | V |  | F | RM | PD | ZABB | HGQ | 3410121000 | PC |  | 1 | CNXIHE4 | [5 empty] | 1 | 0 | PC | 2014-07-31 | 0 | PC
VTT-G101-22-1 | JDZ22-10C1-D 10/0.1kV,30VA/CL0.5 |  | 121EL-VT | 3GB |  | 12H | COMM | CS03 | Z001 | V |  | F | RM | PD | ZABB | HGQ | 3410121000 | PC |  | 1 | CNXIHE4 | [5 empty] | 1 | 0 | PC | 2017-11-01 | 0 | PC
VTT-G101-22S | JSZVR22-10C/150 10/0.1kV,30VA/CL 0.5 |  | 121EL-VT | 3GB |  | 12H | COMM | CS03 | Z001 | V |  | F | RM | PD | ZABB | HGQ | 3410121000 | PC |  | 1 | CNXIHE4 | [5 empty] | 1 | 0 | PC | 2013-09-13 | 0 | PC
VTT-G101-22S-1 | JSZVR22-10C/275 10/0.1kV,30VA/CL0.5 |  | 121EL-VT | 3GB |  | B12 | COMM | CS03 | Z001 | V |  | F | RM | PD | ZABB | HGQ | 3410121000 | PC |  | 1 | CNXIHE4 | [5 empty] | 1 | 0 | PC | 2014-01-13 | 0 | PC
VTT-G101-22S-2 | JSZVR22-10C/210 10/0.1kV,30VA/CL0.5 |  | 121EL-VT | 3GB |  | 12H | COMM | CS03 | Z001 | V |  | F | RM | PD | ZABB | HGQ | 3410121000 | PC |  | 1 | CNXIHE4 | [5 empty] | 1 | 0 | PC | 2015-05-15 | 0 | PC
VTT-G101-22S-3 | JSZVR22-10C/150 10/0.1kV 30VA/CL 0.2 |  | 121EL-VT | 3GB |  | 12H | COMM | CS03 | Z001 | V |  | F | RM | PD | ZABB | HGQ | 3410121000 | PC |  | 1 | CNXIHE4 | [5 empty] | 1 | 0 | PC | 2017-12-28 | 0 | PC
VTT-G101-22S-4 | JSZVR28-10C/135 10/0.1kV,30VA/CL0.5 |  | 121EL-VT | 3GB |  | 12H | COMM | CS03 | Z001 | V |  | F | RM | PD | ZABB | HGQ | 3410121000 | PC |  | 1 | CNDUYAN | [5 empty] | 1 | 0 | PC | 2020-06-09 | 0 | PC
VTT-G101-22S-5 | JSZVR22-10C/210 10/0.1 0.5/30VA |  | 121EL-VT | 3GB |  | 12H | COMM | CS03 | Z001 | V |  | F | RM | PD | ZABB | HGQ | 3410121000 | PC |  | 1 | CNDUYAN | [5 empty] | 1 | 0 | PC | 2020-10-14 | 0 | PC
VTT-G101-22S-6 | JSZVR22-10C/210 10/0.1kV 0.5/30VA |  | 121EL-VT | 3GB |  | 12H | COMM | CS03 | Z001 | V |  | F | RM | PD | ZABB | HGQ | 3410121000 | PC |  | 1 | CNJOCHE21 | [5 empty] | 1 | 0 | PC | 2021-09-07 | 0 | PC
VTT-G101-42 | JDZ22-10C1 10/0.1kV,50VA/CL0.5 |  | 121EL-VT | 3GB |  | 12H | COMM | CS03 | Z001 | V |  | F | RM | PD | ZABB | HGQ | 3410121000 | PC |  | 1 | CNXIHE4 | [5 empty] | 1 | 0 | PC | 2014-04-16 | 0 | PC
VTT-G101-42-1 | JDZ22-10C1-D 10/0.1kV,50VA/CL0.5 |  | 121EL-VT | 3GB |  | 12H | COMM | CS03 | Z001 | V |  | F | RM | PD | ZABB | HGQ | 3410121000 | PC |  | 1 | CNXIHE4 | [5 empty] | 1 | 10 | PC | 2017-11-01 | 0 | PC
VTT-G101-42-3 | JDZ22-10C1 10000/100V |  | 121EL-VT | 3GB |  | 12H | COMM | CS03 | Z001 | V |  | F | RM | PD | ZABB | HGQ | 3410121000 | PC |  | 1 | CNDUYAN | [5 empty] | 1 | 4 | PC | 2020-07-02 | 0 | PC
VTT-G101-42-4 | JDZ22-10C1 10/0.1kV 0.5 50VA |  | 121EL-VT | 3GB |  | 12H | COMM | CS03 | Z001 | V |  | F | RM | PD | ZABB | HGQ | 3410121000 | PC |  | 1 | CNDUYAN | [5 empty] | 1 | 0 | PC | 2020-09-30 | 0 | PC
VTT-G101-42-5 | JDZ22-10C1 10/0.1kV |  | 121EL-VT | 3GB |  | 12H | COMM | CS03 | Z001 | V |  | F | RM | PD | ZABB | HGQ | 3410121000 | PC |  | 1 | CNJOCHE21 | [5 empty] | 1 | 0 | PC | 2020-11-30 | 0 | PC
VTT-G101-42-6 | JDZ22-10C1-D 10/0.1kV 50VA/CL0.5 |  | 121EL-VT | 3GB |  | 12H | COMM | CS03 | Z001 | V |  | F | RM | PD | ZABB | HGQ | 3410121000 | PC |  | 1 | CNJOCHE21 | [5 empty] | 1 | 0 | PC | 2021-04-28 | 0 | PC
VTT-G101-42-7 | JDZ22-10C1 10/0.1kV,SECONDARY: 50VA/0.5 |  | 121EL-VT | 3GB |  | 12H | COMM | CS03 | Z001 | V |  | F | RM | PD | ZABB | HGQ | 3410121000 | PC |  | 1 | CNJISU10 | [5 empty] | 1 | 0 | PC | 2021-12-13 | 0 | PC
VTT-G101-42-8 | JDZ22-10C1-D 10/0.1kV,50VA/CL0.5 |  | 121EL-VT | 3GB |  | 12H | COMM | CS03 | Z001 | V |  | F | RM | PD | ZABB | HGQ | 3410121000 | PC |  | 1 | CNJOCHE21 | [5 empty] | 1 | 0 | PC | 2022-03-08 | 0 | PC
VTT-G101-42-9 | JDZ22-10C1 10/0.1kV,50VA/CL0.5 |  | 121EL-VT | 3GB |  | 12H | COMM | CS03 | Z001 | V |  | F | RM | PD | ZABB | HGQ | 3410121000 | PC |  | 1 | CNJOCHE21 | [5 empty] | 1 | 0 | PC | 2022-03-08 | 0 | PC
VTT-G101-42S | JSZVR22-10C/150 10/0.1kV,50VA/0.5 |  | 121EL-VT | 3GB |  | 12H | COMM | CS03 | Z001 | V |  | F | RM | PD | ZABB | HGQ | 3410121000 | PC |  | 1 | CNXIHE4 | [5 empty] | 1 | 2 | PC | 2012-10-11 | 0 | PC
VTT-G101-42S-1 | JSZVR22-10C/275 10/0.1kV,50VA/CL0.5 W.TU |  | 121EL-VT | 3GB |  | 12H | COMM | CS03 | Z001 | V |  | F | RM | PD | ZABB | HGQ | 3410121000 | PC |  | 1 | T_GUIHUA_YE | [5 empty] | 1 | 0 | PC | 2014-05-05 | 0 | PC
VTT-G101-42S-2 | JSZVR22-10C/210 10/0.1kV,50VA/CL0.5 |  | 121EL-VT | 3GB |  | 12H | COMM | CS03 | Z001 | V |  | F | RM | PD | ZABB | HGQ | 3410121000 | PC |  | 1 | CNXIHE4 | [5 empty] | 1 | 2 | PC | 2014-07-25 | 0 | PC
VTT-G101-42S-3 | JSZVR22-10C/150 10/0.1kV 50VA/CL 0.5 |  | 121EL-VT | 3GB |  | B12 | COMM | CS03 | Z001 | V |  | F | RM | PD | ZABB | HGQ | 3410121000 | PC |  | 1 | T_GUIHUA_YE | [5 empty] | 1 | 0 | PC | 2015-12-09 | 0 | PC
VTT-G101-42S-4 | JSZVR22-10C/150 10/0.1kV |  | 121EL-VT | 3GB |  | 12H | COMM | CS03 | Z001 | V |  | F | RM | PD | ZABB | HGQ | 3410121000 | PC |  | 1 | CNGELI3 | [5 empty] | 1 | 0 | PC | 2020-03-24 | 0 | PC
VTT-G101-42S-5 | JSZVR28-10C/135 10/0.1kV,50VA/CL0.5 |  | 121EL-VT | 3GB |  | 12H | COMM | CS03 | Z001 | V |  | F | RM | PD | ZABB | HGQ | 3410121000 | PC |  | 1 | CNDUYAN | [5 empty] | 1 | 0 | PC | 2020-06-02 | 0 | PC
VTT-G101-42S-6 | JSZVR22-10C/150 10kV¦0.1kV 0.5 50VA |  | 121EL-VT | 3GB |  | 12H | COMM | CS03 | Z001 | V |  | F | RM | PD | ZABB | HGQ | 3410121000 | PC |  | 1 | CNJOCHE21 | [5 empty] | 1 | 0 | PC | 2020-09-08 | 0 | PC
VTT-G101-42S-7 | JSZVR22-10C/150 10/0.1kV,50VA/CL0.5 |  | 121EL-VT | 3GB |  | 12H | COMM | CS03 | Z001 | V |  | F | RM | PD | ZABB | HGQ | 3410121000 | PC |  | 1 | CNJISU10 | [5 empty] | 1 | 0 | PC | 2021-12-22 | 0 | PC
VTT-G101-42S-AL | JSZVR22-10C/150 10/0.1kV,50VA/0.5 |  | 121EL-VT | 3GB |  | 12H | COMM | CS03 | Z001 | V |  | F | RM | PD | ZABB | HGQ | 3410121000 | PC |  | 1 | CNJOCHE21 | [5 empty] | 1 | 0 | PC | 2021-07-24 | 0 | PC
VTT-G101-46 | JDZ22-10C1 10/0.1kV,50VA/CL0.5(3P) |  | 121EL-VT | 3GB |  | 12H | COMM | CS03 | Z001 | V |  | F | RM | PD | ZABB | HGQ | 3410121000 | PC |  | 1 | CNJOCHE21 | [5 empty] | 1 | 0 | PC | 2021-02-08 | 0 | PC
VTT-G101-52 | JDZ22-10C1 10/0.1kV,60VA/CL0.5 |  | 121EL-VT | 3GB |  | 12H | COMM | CS03 | Z001 | V |  | F | RM | PD | ZABB | HGQ | 3410121000 | PC |  | 1 | CNXIHE4 | [5 empty] | 1 | 0 | PC | 2016-10-19 | 0 | PC
VTT-G101-52S | JSZVR22-10C/210 10/0.1kV,60VA/CL0.5 |  | 121EL-VT | 3GB |  | B12 | COMM | CS03 | Z001 | V |  | F | RM | PD | ZABB | HGQ | 3410121000 | PC |  | 1 | CNXIHE4 | [5 empty] | 1 | 0 | PC | 2015-01-04 | 0 | PC
VTT-G101-52S-1 | JSZVR22-10C/275 10/0.1kV 60VA/CL0.5 |  | 121EL-VT | 3GB |  | 12H | COMM | CS03 | Z001 | V |  | F | RM | PD | ZABB | HGQ | 3410121000 | PC |  | 1 | CNXIHE4 | [5 empty] | 1 | 0 | PC | 2016-06-07 | 0 | PC
VTT-G101-56 | JDZ23-10 10000/100V 60VA/3P(0.5) |  | 121EL-VT | 3GB |  | B12 | COMM | CS03 | Z001 | V |  | F | RM | PD | ZABB | HGQ | 3410121000 | PC |  | 1 | CNXIHE4 | [5 empty] | 1 | 0 | PC | 2016-09-13 | 0 | PC
VTT-G101-82 | JDZ23-10 10/0.1 kV SECONDARY: 100VA/0.5 |  | 121EL-VT | 3GB |  | 12H | COMM | CS03 | Z001 | V |  | F | RM | PD | ZABB | HGQ | 3410121000 | PC |  | 1 | CNJOCHE21 | [5 empty] | 1 | 0 | PC | 2021-06-09 | 0 | PC
VTT-G101-83 | JDZ22-10C1 10/0.1kV,100VA/1.0 |  | 121EL-VT | 3GB |  | 12H | COMM | CS03 | Z001 | V |  | F | RM | PD | ZABB | HGQ | 3410121000 | PC |  | 1 | CNXIHE4 | [5 empty] | 1 | 0 | PC | 2013-01-16 | 0 | PC
VTT-G101-83S | JSZVR22-10C/150 10/0.1kV 100VA/CL 1.0 |  | 121EL-VT | 3GB |  | B12 | COMM | CS03 | Z001 | V |  | F | RM | PD | ZABB | HGQ | 3410121000 | PC |  | 1 | CNXIHE4 | [5 empty] | 1 | 0 | PC | 2013-02-21 | 0 | PC
VTT-G101-A1 | JDZ22-10C1 10/0.1kV,20VA/CL0.2 |  | 121EL-VT | 3GB |  | 12H | COMM | CS03 | Z001 | V |  | F | RM | PD | ZABB | HGQ | 3410121000 | PC |  | 1 | CNXIHE4 | [5 empty] | 1 | 0 | PC | 2014-01-14 | 0 | PC
VTT-G101-A1-1 | JDZ22-10C1 10/0.1kV,20VA/CL0.2 |  | 121EL-VT | 3GB |  | 12H | COMM | CS03 | Z001 | V |  | F | RM | PD | ZABB | HGQ | 3410121000 | PC |  | 1 | CNXIHE4 | [5 empty] | 1 | 0 | PC | 2014-04-18 | 0 | PC
VTT-G101-A1-10 | JDZ22-10C1 10/0.1kV,20VA/CL0.2 |  | 121EL-VT |  |  | 129 | COMM | CS03 | Z001 | V |  | F | RM | PD | ZABB | HGQ | 3410121000 | PC |  | 1 | CNJISU10 | [5 empty] | 1 | 0 | PC | 2021-10-25 | 0 | PC
VTT-G101-A1-2 | JDZ22-10C1 10/0.1 kV 20VA/CL0.2 |  | 121EL-VT | 3GB |  | B12 | COMM | CS03 | Z001 | V |  | F | RM | PD | ZABB | HGQ | 3410121000 | PC |  | 1 | T_GUIHUA_YE | [5 empty] | 1 | 0 | PC | 2014-07-17 | 0 | PC
VTT-G101-A1-3 | JDZ22-10C1 10/0.1kV,20VA/CL0.2 |  | 121EL-VT | 3GB |  | 12H | COMM | CS03 | Z001 | V |  | F | RM | PD | ZABB | HGQ | 3410121000 | PC |  | 1 | CNXIHE4 | [5 empty] | 1 | 0 | PC | 2014-10-16 | 0 | PC
VTT-G101-A1-5 | JDZ22-10C1 10/0.1 kV 20VA/CL0.2 |  | 121EL-VT |  |  | 129 | COMM | CS03 | Z001 | V |  | F | RM | PD | ZABB | HGQ | 3410121000 | PC |  | 1 | CNGELI3 | [5 empty] | 1 | 0 | PC | 2019-09-18 | 0 | PC
VTT-G101-A1-6 | JDZ22-10C1 10000/100V,20VA/CL0.2 |  | 121EL-VT | 3GB |  | 12H | COMM | CS03 | Z001 | V |  | F | RM | PD | ZABB | HGQ | 3410121000 | PC |  | 1 | CNDUYAN | [5 empty] | 1 | 0 | PC | 2020-09-07 | 0 | PC
VTT-G101-A1-7 | JDZ22-10C1 10/0.1KV 0.2/20VA |  | 121EL-VT | 3GB |  | 12H | COMM | CS03 | Z001 | V |  | F | RM | PD | ZABB | HGQ | 3410121000 | PC |  | 1 | CNJOCHE21 | [5 empty] | 1 | 0 | PC | 2020-12-25 | 0 | PC
VTT-G101-A1-8 | JDZ22-10C1 10/0.1KV SECONDARY:20VA/0.2 |  | 121EL-VT | 3GB |  | 12H | COMM | CS03 | Z001 | V |  | F | RM | PD | ZABB | HGQ | 3410121000 | PC |  | 1 | CNJOCHE21 | [5 empty] | 1 | 0 | PC | 2021-09-07 | 0 | PC
VTT-G101-A1S | JSZVR22-10C/150 10/0.1kV,20VA/CL 0.2 |  | 121EL-VT | 3GB |  | 12H | COMM | CS03 | Z001 | V |  | F | RM | PD | ZABB | HGQ | 3410121000 | PC |  | 1 | CNXIHE4 | [5 empty] | 1 | 0 | PC | 2013-11-06 | 0 | PC
VTT-G101-A1S-1 | JSZVR22-10C/275 10/0.1kV, 20VA/CL0.2 |  | 121EL-VT | 3GB |  | B12 | COMM | CS03 | Z001 | V |  | F | RM | PD | ZABB | HGQ | 3410121000 | PC |  | 1 | CNXIHE4 | [5 empty] | 1 | 0 | PC | 2013-12-31 | 0 | PC
VTT-G101-A1S-3 | JSZVR22-10C/210 10/0.1kV 20VA/CL0.2 W.TU |  | 121EL-VT | 3GB |  | 12H | COMM | CS03 | Z001 | V |  | F | RM | PD | ZABB | HGQ | 3410121000 | PC |  | 1 | T_GUIHUA_YE | [5 empty] | 1 | 0 | PC | 2014-07-22 | 0 | PC
VTT-G101-A1S-4 | JSZVR22-10C/150 10/0.1kV |  | 121EL-VT | 3GB |  | 12H | COMM | CS03 | Z001 | V |  | F | RM | PD | ZABB | HGQ | 3410121000 | PC |  | 1 | CNXIHE4 | [5 empty] | 1 | 0 | PC | 2015-04-29 | 0 | PC
VTT-G101-A1S-5 | JSZVR28-10C/135 10/0.1kV,20VA/CL0.2 |  | 121EL-VT | 3GB |  | 12H | COMM | CS03 | Z001 | V |  | F | RM | PD | ZABB | HGQ | 3410121000 | PC |  | 1 | CNDUYAN | [5 empty] | 1 | 0 | PC | 2020-08-20 | 0 | PC
VTT-G101-A1S-6 | JSZVR22-10C/210 10/0.1kV 20VA/CL 0.2 |  | 121EL-VT | 3GB |  | 12H | COMM | CS03 | Z001 | V |  | F | RM | PD | ZABB | HGQ | 3410121000 | PC |  | 1 | CNJOCHE21 | [5 empty] | 1 | 0 | PC | 2021-01-29 | 0 | PC
VTT-G101-A23S | JSZVR22-10C/210 10/0.1kV,20VA/CL0.5 |  | 121EL-VT | 3GB |  | 12H | COMM | CS03 | Z001 | V |  | F | RM | PD | ZABB | HGQ | 3410121000 | PC |  | 1 | CNDUYAN | [5 empty] | 1 | 0 | PC | 2020-12-10 | 0 | PC
VTT-G101-A2S | JSZVR22-10C/150 10/0.1kV,20VA/0.5 |  | 121EL-VT | 3GB |  | 12H | COMM | CS03 | Z001 | V |  | F | RM | PD | ZABB | HGQ | 3410121000 | PC |  | 1 | CNSOLIN2 | [5 empty] | 1 | 0 | PC | 2014-10-27 | 0 | PC
VTT-G101-A2S-1 | JSZVR22-10C/210 10/0.1kV,20VA/CL0.5 |  | 121EL-VT |  |  | 129 | COMM | CS03 | Z001 | V |  | F | RM | PD | ZABB | HGQ | 3410121000 | PC |  | 1 | CNJOCHE21 | [5 empty] | 1 | 0 | PC | 2020-12-25 | 0 | PC
VTT-G101-A2S-2 | JSZVR28-10C/135 10/0.1kV |  | 121EL-VT | 3GB |  | 12H | COMM | CS03 | Z001 | V |  | F | RM | PD | ZABB | HGQ | 3410121000 | PC |  | 1 | CNJOCHE21 | [5 empty] | 1 | 0 | PC | 2021-05-13 | 0 | PC
VTT-G101-B5S | JSZVR22-10C/210 10/0.1KV,500VA/CL3.0 |  | 121EL-VT | 3GB |  | B12 | COMM | CS03 | Z001 | V |  | F | RM | PD | ZABB | HGQ | 3410121000 | PC |  | 1 | CNSHZEN2 | [5 empty] | 1 | 0 | PC | 2016-12-30 | 0 | PC
VTT-G101-D1 | JDZ22-10C1 10/0.1kV,25VA/CL0.2 |  | 121EL-VT | 3GB |  | 12H | COMM | CS03 | Z001 | V |  | F | RM | PD | ZABB | HGQ | 3410121000 | PC |  | 1 | T_GUIHUA_YE | [5 empty] | 1 | 0 | PC | 2015-07-29 | 0 | PC
VTT-G101-D1-1 | JDZ22-10C1 10/0.1kV,25VA/CL0.2 |  | 121EL-VT | 3GB |  | B12 | COMM | CS03 | Z001 | V |  | F | RM | PD | ZABB | HGQ | 3410121000 | PC |  | 1 | CNXIHE4 | [5 empty] | 1 | 0 | PC | 2017-12-21 | 0 | PC
VTT-G101-D1S | JSZVR22-10C/210 10/0.1kV,25VA/CL0.2 |  | 121EL-VT | 3GB |  | B12 | COMM | CS03 | Z001 | V |  | F | RM | PD | ZABB | HGQ | 3410121000 | PC |  | 1 | CNXIHE4 | [5 empty] | 1 | 0 | PC | 2014-06-26 | 0 | PC
VTT-G101-D1S-1 | JSZVR22-10C/150 10000/100V,25VA/CL0.2 |  | 121EL-VT | 3GB |  | B12 | COMM | CS03 | Z001 | V |  | F | RM | PD | ZABB | HGQ | 3410121000 | PC |  | 1 | CNXIHE4 | [5 empty] | 1 | 0 | PC | 2015-11-10 | 0 | PC
VTT-G101-D1S-3 | JSZVR22-10C/150 10000/100V,25VA/CL0.2 |  | 121EL-VT | 3GB |  | B12 | COMM | CS03 | Z001 | V |  | F | RM | PD | ZABB | HGQ | 3410121000 | PC |  | 1 | CNXIHE4 | [5 empty] | 1 | 0 | PC | 2017-06-14 | 0 | PC
VTT-G101-E5 | JDZ22-10C1 10/0.1kV,200VA/CL 3.0 |  | 121EL-VT | 3GB |  | 12H | COMM | CS03 | Z001 | V |  | F | RM | PD | ZABB | HGQ | 3410121000 | PC |  | 1 | CNDUYAN | [5 empty] | 1 | 0 | PC | 2020-11-17 | 0 | PC
VTT-G101-F1 | JDZ22-10C1 10000/100V |  | 121EL-VT | 3GB |  | 12H | COMM | CS03 | Z001 | V |  | F | RM | PD | ZABB | HGQ | 3410121000 | PC |  | 1 | CNJOCHE21 | [5 empty] | 1 | 0 | PC | 2021-07-15 | 0 | PC
VTT-G101-I2 | JDZ22-10C1 10/0.1KV 0.5/20VA |  | 121EL-VT | 3GB |  | 12H | COMM | CS03 | Z001 | V |  | F | RM | PD | ZABB | HGQ | 3410121000 | PC |  | 1 | CNXIHE4 | [5 empty] | 1 | 0 | PC | 2013-05-08 | 0 | PC
VTT-G101-I2S | JSZVR28-10C/135 10/0.1kV,20VA/CL0.5 |  | 121EL-VT | 3GB |  | 12H | COMM | CS03 | Z001 | V |  | F | RM | PD | ZABB | HGQ | 3410121000 | PC |  | 1 | CNJOCHE21 | [5 empty] | 1 | 0 | PC | 2021-11-08 | 0 | PC
VTT-G101-K1 | JDZ22-10C1 10/0.1kV,10VA/CL0.2 |  | 121EL-VT | 3GB |  | 12H | COMM | CS03 | Z001 | V |  | F | RM | PD | ZABB | HGQ | 3410121000 | PC |  | 1 | CNXIHE4 | [5 empty] | 1 | 0 | PC | 2013-08-26 | 0 | PC
VTT-G101-K1-3 | JDZ22-10C1 10/0.1kV,10VA/CL0.2 |  | 121EL-VT |  |  | 129 | COMM | CS03 | Z001 | V |  | F | RM | PD | ZABB | HGQ | 3410121000 | PC |  | 1 | CNJOCHE21 | [5 empty] | 1 | 0 | PC | 2021-08-03 | 0 | PC
VTT-G101-K1S | JSZVR22-10C/210 10/0.1KV,10VA/CL0.2 |  | 121EL-VT | 3GB |  | B12 | COMM | CS03 | Z001 | V |  | F | RM | PD | ZABB | HGQ | 3410121000 | PC |  | 1 | CNSHZEN2 | [5 empty] | 1 | 0 | PC | 2016-12-30 | 0 | PC
VTT-G101-K1S-1 | JSZVR22-10C/150 10/0.1kV,10VA/CL 0.2 |  | 121EL-VT | 3GB |  | 12H | COMM | CS03 | Z001 | V |  | F | RM | PD | ZABB | HGQ | 3410121000 | PC |  | 1 | CNXIHE4 | [5 empty] | 1 | 0 | PC | 2017-06-16 | 0 | PC
VTT-G101-K1S-2 | JSZVR22-10C/210 10/0.1kV,10VA/CL0.2 |  | 121EL-VT | 3GB |  | B12 | COMM | CS03 | Z001 | V |  | F | RM | PD | ZABB | HGQ | 3410121000 | PC |  | 1 | CNXIHE4 | [5 empty] | 1 | 0 | PC | 2018-01-16 | 0 | PC
VTT-G101-K1S-3 | JSZVR22-10C/210 10/0.1kV,10VA/CL0.2 |  | 121EL-VT | 3GB |  | 12H | COMM | CS03 | Z001 | V |  | F | RM | PD | ZABB | HGQ | 3410121000 | PC |  | 1 | CNDUYAN | [5 empty] | 1 | 0 | PC | 2018-09-11 | 0 | PC
VTT-G101-K1S-6 | JSZVR22-10C/150 10/0.1kV 10VA/CL 0.2 |  | 121EL-VT | 3GB |  | 12H | COMM | CS03 | Z001 | V |  | F | RM | PD | ZABB | HGQ | 3410121000 | PC |  | 1 | CNJOCHE21 | [5 empty] | 1 | 0 | PC | 2020-06-24 | 0 | PC
VTT-G101-K1S-7 | JSZVR22-10C/150 10/0.1kV,10VA/CL 0.2 |  | 121EL-VT | 3GB |  | 12H | COMM | CS03 | Z001 | V |  | F | RM | PD | ZABB | HGQ | 3410121000 | PC |  | 1 | CNDUYAN | [5 empty] | 1 | 0 | PC | 2020-11-12 | 0 | PC
VTT-G101-K1S-8 | JSZVR28-10C/135 10/0.1kV,10VA/CL0.2 |  | 121EL-VT | 3GB |  | 12H | COMM | CS03 | Z001 | V |  | F | RM | PD | ZABB | HGQ | 3410121000 | PC |  | 1 | CNJISU10 | [5 empty] | 1 | 0 | PC | 2021-11-30 | 0 | PC
VTT-G101-K2 | JDZ22-10C1 10000/100V,10VA/CL0.5 |  | 121EL-VT | 3GB |  | 12H | COMM | CS03 | Z001 | V |  | F | RM | PD | ZABB | HGQ | 3410121000 | PC |  | 1 | CNDUYAN | [5 empty] | 1 | 0 | PC | 2018-06-11 | 0 | PC
VTT-G101-K2-1 | JDZ22-10C1-D 10/0.1kV 10VA/CL0.5 |  | 121EL-VT | 3GB |  | 12H | COMM | CS03 | Z001 | V |  | F | RM | PD | ZABB | HGQ | 3410121000 | PC |  | 1 | CNJOCHE21 | [5 empty] | 1 | 0 | PC | 2021-05-28 | 0 | PC
VTT-G101-K2S | JSZVR22-10C/150 10/0.1kV,10VA/CL 0.5 |  | 121EL-VT | 3GB |  | 12H | COMM | CS03 | Z001 | V |  | F | RM | PD | ZABB | HGQ | 3410121000 | PC |  | 1 | CNSHZEN2 | [5 empty] | 1 | 0 | PC | 2016-08-12 | 0 | PC
VTT-G101-K2S-1 | JSZVR22-10C/210 10/0.1kV,10VA/CL0.5 |  | 121EL-VT | 3GB |  | 12H | COMM | CS03 | Z001 | V |  | F | RM | PD | ZABB | HGQ | 3410121000 | PC |  | 1 | CNJISU10 | [5 empty] | 1 | 0 | PC | 2022-04-13 | 0 | PC
VTT-G101-L3S | JSZVR22-10C/150 10/0.1kV 150VA/C1：CL 1 |  | 121EL-VT | 3GB |  | B12 | COMM | CS03 | Z001 | V |  | F | RM | PD | ZABB | HGQ | 3410121000 | PC |  | 1 | T_GUIHUA_YE | [5 empty] | 1 | 0 | PC | 2015-08-26 | 0 | PC
VTT-G1010-1020S | JSZVR22-10C/150 10/0.1kV,15VA/0.5 |  | 121EL-VT |  |  | 129 | COMM | CS03 | Z001 | V |  | F | RM | PD | ZABB | HGQ | 3410121000 | PC |  | 1 | CNJOCHE21 | [5 empty] | 1 | 0 | PC | 2020-10-10 | 0 | PC
VTT-G1011-1111-1 | JDZ23-10 10/0.1/0.1kV,CL0.2/CL0.2 |  | 121EL-VT | 3GB |  | B12 | COMM | CS03 | Z001 | V |  | F | RM | PD | ZABB | HGQ | 3410121000 | PC |  | 1 | CNXIHE4 | [5 empty] | 1 | 0 | PC | 2014-10-24 | 0 | PC
VTT-G1011-1111-2 | JDZ23-10S 10/0.1/0.1kV 15VA/CL0.2 |  | 121EL-VT | 3GB |  | B12 | COMM | CS03 | Z001 | V |  | F | RM | PD | ZABB | HGQ | 3410121000 | PC |  | 1 | CNXIHE4 | [5 empty] | 1 | 0 | PC | 2017-07-10 | 0 | PC
VTT-G1011-1111-3 | JDZ22-10C1 10000/100/100V 15VA/CL0.2 |  | 121EL-VT | 3GB |  | 12H | COMM | CS03 | Z001 | V |  | F | RM | PD | ZABB | HGQ | 3410121000 | PC |  | 1 | CNGELI3 | [5 empty] | 1 | 0 | PC | 2020-04-17 | 0 | PC
VTT-G1011-1112 | JDZ22-10C1 10/0.1/0.1KV 15VA/CL0.2 |  | 121EL-VT | 3GB |  | 12H | COMM | CS03 | Z001 | V |  | F | RM | PD | ZABB | HGQ | 3410121000 | PC |  | 1 | CNXIHE4 | [5 empty] | 1 | 0 | PC | 2015-09-15 | 0 | PC
VTT-G1011-1112-1 | JDZ22-10C1 10/0.1/0.1KV 15VA/CL0.2 |  | 121EL-VT | 3GB |  | 12H | COMM | CS03 | Z001 | V |  | F | RM | PD | ZABB | HGQ | 3410121000 | PC |  | 1 | CNRACHE5 | [5 empty] | 1 | 0 | PC | 2019-01-18 | 0 | PC
VTT-G1011-1112S | JSZVR22-10C/150 10/0.1/0.1kV 15VA/CL 0.2 |  | 121EL-VT | 3GB |  | 12H | COMM | CS03 | Z001 | V |  | F | RM | PD | ZABB | HGQ | 3410121000 | PC |  | 1 | CNXIHE4 | [5 empty] | 1 | 0 | PC | 2015-12-17 | 0 | PC
VTT-G1011-1112S-1 | JSZVR22-10C/210 10/0.1/0.1kV |  | 121EL-VT | 3GB |  | B12 | COMM | CS03 | Z001 | V |  | F | RM | PD | ZABB | HGQ | 3410121000 | PC |  | 1 | CNXIHE4 | [5 empty] | 1 | 0 | PC | 2017-11-29 | 0 | PC
VTT-G1011-1122 | JDZ22-10C1 10000/100/100V 15VA/CL0.5 |  | 121EL-VT | 3GB |  | 12H | COMM | CS03 | Z001 | V |  | F | RM | PD | ZABB | HGQ | 3410121000 | PC |  | 1 | CNJOCHE21 | [5 empty] | 1 | 0 | PC | 2021-09-02 | 0 | PC
VTT-G1011-1825 | JDZ22-10C1 10/0.1/0.1kV 0.5/3 |  | 121EL-VT | 3GB |  | B12 | COMM | CS03 | Z001 | V |  | F | RM | PD | ZABB | HGQ | 3410121000 | PC |  | 1 | CNXIHE4 | [5 empty] | 1 | 0 | PC | 2016-12-29 | 0 | PC
VTT-G1011-1K11 | JDZ22-10C1 10/0.1/0.1kV 0.2/0.2 |  | 121EL-VT | 3GB |  | 12H | COMM | CS03 | Z001 | V |  | F | RM | PD | ZABB | HGQ | 3410121000 | PC |  | 1 | CNGELI3 | [5 empty] | 1 | 0 | PC | 2019-09-17 | 0 | PC
VTT-G1011-2211 | JDZ23-10S 10/0.1/0.1kV 0.2/0.2 |  | 121EL-VT | 3GB |  | B12 | COMM | CS03 | Z001 | V |  | F | RM | PD | ZABB | HGQ | 3410121000 | PC |  | 1 | CNXIHE4 | [5 empty] | 1 | 0 | PC | 2016-12-29 | 0 | PC
VTT-G1011-2222S | JSZVR22-10C/150 10/0.1/0.1kV 0.5/0.5 |  | 121EL-VT | 3GB |  | 12H | COMM | CS03 | Z001 | V |  | F | RM | PD | ZABB | HGQ | 3410121000 | PC |  | 1 | CNGELI3 | [5 empty] | 1 | 0 | PC | 2019-09-17 | 0 | PC
VTT-G1011-2427 | JDZ22-10C1 10/0.1/0.1kV 30VA/0.5 50VA/3P |  | 121EL-VT | 3GB |  | B12 | COMM | CS03 | Z001 | V |  | F | RM | PD | ZABB | HGQ | 3410121000 | PC |  | 1 | CNDUYAN | [5 empty] | 1 | 0 | PC | 2018-08-22 | 0 | PC
VTT-G1011-2827 | JDZ22-10C1 10/0.1/0.1kV 30VA/0.5 |  | 121EL-VT | 3GB |  | B12 | COMM | CS03 | Z001 | V |  | F | RM | PD | ZABB | HGQ | 3410121000 | PC |  | 1 | CNDUYAN | [5 empty] | 1 | 0 | PC | 2018-08-09 | 0 | PC
VTT-G1011-2E27 | JDZ22-10C1 10/0.1/0.1kV 0.5/3 |  | 121EL-VT | 3GB |  | 12H | COMM | CS03 | Z001 | V |  | F | RM | PD | ZABB | HGQ | 3410121000 | PC |  | 1 | CNJOCHE21 | [5 empty] | 1 | 0 | PC | 2021-07-02 | 0 | PC
VTT-G1011-442AS | JSZVR22-10C/150 10/0.1/0.1kV,CL 0.5/6P |  | 121EL-VT | 3GB |  | B12 | COMM | CS03 | Z001 | V |  | F | RM | PD | ZABB | HGQ | 3410121000 | PC |  | 1 | CNXIHE4 | [5 empty] | 1 | 0 | PC | 2014-10-29 | 0 | PC
VTT-G1011-AA11 | JDZ23-10 10/0.1/0.1kV 20VA/CL0.2 |  | 121EL-VT | 3GB |  | B12 | COMM | CS03 | Z001 | V |  | F | RM | PD | ZABB | HGQ | 3410121000 | PC |  | 1 | CNXIHE4 | [5 empty] | 1 | 0 | PC | 2017-02-28 | 0 | PC
VTT-G1011-DD22S | JSZVR22-10C/210 10/0.1/0.1kV 0.5/0.5 |  | 121EL-VT | 3GB |  | 12H | COMM | CS03 | Z001 | V |  | F | RM | PD | ZABB | HGQ | 3410121000 | PC |  | 1 | CNJOCHE21 | [5 empty] | 1 | 0 | PC | 2021-05-26 | 0 | PC
VTT-G1011-K112S | JSZVR22-10C/150 10/0.1/0.1kV |  | 121EL-VT | 3GB |  | 12H | COMM | CS03 | Z001 | V |  | F | RM | PD | ZABB | HGQ | 3410121000 | PC |  | 1 | CNJOCHE21 | [5 empty] | 1 | 0 | PC | 2020-07-30 | 0 | PC
VTT-G1011-K112S-1 | JSZVR22-10C/150 10/0.1/0.1kV 10VA/CL 0.2 |  | 121EL-VT | 3GB |  | 12H | COMM | CS03 | Z001 | V |  | F | RM | PD | ZABB | HGQ | 3410121000 | PC |  | 1 | CNJOCHE21 | [5 empty] | 1 | 0 | PC | 2021-05-06 | 0 | PC
VTT-G1011-K212 | JDZ22-10C1 10000/100/100V |  | 121EL-VT | 3GB |  | 12H | COMM | CS03 | Z001 | V |  | F | RM | PD | ZABB | HGQ | 3410121000 | PC |  | 1 | CNJOCHE21 | [5 empty] | 1 | 0 | PC | 2021-02-01 | 0 | PC
VTT-G1011-K212-1 | JDZ22-10C1 10/0.1/0.1KV 10VA/CL0.2 |  | 121EL-VT | 3GB |  | 12H | COMM | CS03 | Z001 | V |  | F | RM | PD | ZABB | HGQ | 3410121000 | PC |  | 1 | CNJOCHE21 | [5 empty] | 1 | 0 | PC | 2021-08-04 | 0 | PC
VTT-G1011-K411S | JSZVR22-10C/150 10000/100/100V 10VA/CL0 |  | 121EL-VT | 3GB |  | 12H | COMM | CS03 | Z001 | V |  | F | RM | PD | ZABB | HGQ | 3410121000 | PC |  | 1 | CNDUYAN | [5 empty] | 1 | 0 | PC | 2020-11-16 | 0 | PC
VTT-G1011-KD12S | JSZVR22-10C/210 10/0.1/0.1kV 0.2/0.5 |  | 121EL-VT | 3GB |  | 12H | COMM | CS03 | Z001 | V |  | F | RM | PD | ZABB | HGQ | 3410121000 | PC |  | 1 | CNDUYAN | [5 empty] | 1 | 0 | PC | 2020-10-12 | 0 | PC
VTT-G1011-KD12S-1 | JSZVR22-10C/150 10/0.1/0.1kV |  | 121EL-VT | 3GB |  | 12H | COMM | CS03 | Z001 | V |  | F | RM | PD | ZABB | HGQ | 3410121000 | PC |  | 1 | CNDUYAN | [5 empty] | 1 | 0 | PC | 2020-12-09 | 0 | PC
VTT-G1011-KK11 | JDZ22-10C1 10000/100/100V 10VA/CL0.2 |  | 121EL-VT | 3GB |  | 12H | COMM | CS03 | Z001 | V |  | F | RM | PD | ZABB | HGQ | 3410121000 | PC |  | 1 | CNXIHE4 | [5 empty] | 1 | 0 | PC | 2017-02-16 | 0 | PC
VTT-G1011-KK11-1 | JDZ22-10C1 10/0.1/0.1kV 0.2/0.2 |  | 121EL-VT | 3GB |  | 12H | COMM | CS03 | Z001 | V |  | F | RM | PD | ZABB | HGQ | 3410121000 | PC |  | 1 | CNDUYAN | [5 empty] | 1 | 0 | PC | 2020-06-18 | 0 | PC
VTT-G1011-KK11S | JSZVR22-10C/150 10/0.1/0.1kV 10VA/CL 0.2 |  | 121EL-VT | 3GB |  | 12H | COMM | CS03 | Z001 | V |  | F | RM | PD | ZABB | HGQ | 3410121000 | PC |  | 1 | CNXIHE4 | [5 empty] | 1 | 0 | PC | 2017-08-17 | 0 | PC
VTT-G1011-KK12 | JDZ22-10C1 10000/100/100V |  | 121EL-VT | 3GB |  | 12H | COMM | CS03 | Z001 | V |  | F | RM | PD | ZABB | HGQ | 3410121000 | PC |  | 1 | CNXIHE4 | [5 empty] | 1 | 0 | PC | 2017-07-12 | 0 | PC
VTT-G1011-KK12-1 | JDZ22-10C1-D 10000/100/100V,10VA/CL0.2 |  | 121EL-VT | 3GB |  | 12H | COMM | CS03 | Z001 | V |  | F | RM | PD | ZABB | HGQ | 3410121000 | PC |  | 1 | CNDUYAN | [5 empty] | 1 | 0 | PC | 2018-07-17 | 0 | PC
VTT-G1011-KK12-2 | JDZ22-10C1 10/0.1/0.1KV 15VA/CL0.2 |  | 121EL-VT | 3GB |  | 12H | COMM | CS03 | Z001 | V |  | F | RM | PD | ZABB | HGQ | 3410121000 | PC |  | 1 | CNDUYAN | [5 empty] | 1 | 0 | PC | 2020-10-28 | 0 | PC
VTT-G1011-KK12S | JSZVR22-10C/150 10/0.1/0.1kV 10VA/CL 0.2 |  | 121EL-VT | 3GB |  | 12H | COMM | CS03 | Z001 | V |  | F | RM | PD | ZABB | HGQ | 3410121000 | PC |  | 1 | CNDUYAN | [5 empty] | 1 | 4 | PC | 2020-03-10 | 0 | PC
VTT-G1011-KK12S-1 | JSZVR22-10C/150 10/0.1/0.1kV |  | 121EL-VT | 3GB |  | 12H | COMM | CS03 | Z001 | V |  | F | RM | PD | ZABB | HGQ | 3410121000 | PC |  | 1 | CNDUYAN | [5 empty] | 1 | 0 | PC | 2020-12-31 | 0 | PC
VTT-G1011-KK12S-2 | JSZVR28-10C/135 10/0.1/0.1kV,10VA/CL0.2, |  | 121EL-VT | 3GB |  | 12H | COMM | CS03 | Z001 | V |  | F | RM | PD | ZABB | HGQ | 3410121000 | PC |  | 1 | CNJOCHE21 | [5 empty] | 1 | 0 | PC | 2021-09-16 | 0 | PC
VTT-G1011-KK22S | JSZVR22-10C/150 10000/100V/100V |  | 121EL-VT | 3GB |  | 12H | COMM | CS03 | Z001 | V |  | F | RM | PD | ZABB | HGQ | 3410121000 | PC |  | 1 | CNDUYAN | [5 empty] | 1 | 0 | PC | 2020-07-02 | 0 | PC
VTT-G1011-KK22S-1 | JSZVR22-10C/150 10/0.1/0.1kV 0.5/0.5 |  | 121EL-VT | 3GB |  | 12H | COMM | CS03 | Z001 | V |  | F | RM | PD | ZABB | HGQ | 3410121000 | PC |  | 1 | CNJOCHE21 | [5 empty] | 1 | 0 | PC | 2021-03-30 | 0 | PC
VTT-G1011-KK99 | JDZ23-10 10/0.1/0.1kV,CL0.1/CL0.1 |  | 121EL-VT | 3GB |  | B12 | COMM | CS03 | Z001 | V |  | F | RM | PD | ZABB | HGQ | 3410121000 | PC |  | 1 | CNXIHE4 | [5 empty] | 1 | 0 | PC | 2014-10-14 | 0 | PC
VTT-G1012-2L25S | JSZVR22-10C/150 10/0.1/0.11kV |  | 121EL-VT | 3GB |  | 12H | COMM | CS03 | Z001 | V |  | F | RM | PD | ZABB | HGQ | 3410121000 | PC |  | 1 | CNJOCHE21 | [5 empty] | 1 | 0 | PC | 2021-03-04 | 0 | PC
VTT-G1013-1827 | JDZ22-10C1 10/0.1/0.22kV 0.5/3P |  | 121EL-VT | 3GB |  | 12H | COMM | CS03 | Z001 | V |  | F | RM | PD | ZABB | HGQ | 3410121000 | PC |  | 1 | CNJISU10 | [5 empty] | 1 | 0 | PC | 2022-03-21 | 0 | PC
VTT-G1013-1L27S | JSZVR22-10C/150 10000/100V/220V |  | 121EL-VT | 3GB |  | 12H | COMM | CS03 | Z001 | V |  | F | RM | PD | ZABB | HGQ | 3410121000 | PC |  | 1 | CNDUYAN | [5 empty] | 1 | 0 | PC | 2020-06-19 | 0 | PC
VTT-G1013-1S1A | JDZ23-10S 10/0.1/0.22kV 0.2/6P |  | 121EL-VT | 3GB |  | 12H | COMM | CS03 | Z001 | V |  | F | RM | PD | ZABB | HGQ | 3410121000 | PC |  | 1 | CNJOCHE21 | [5 empty] | 1 | 0 | PC | 2021-06-09 | 0 | PC
VTT-G1013-253AS | JSZVR22-10C/150 10/0.1/0.22kV 1.0/6P |  | 121EL-VT | 3GB |  | B12 | COMM | CS03 | Z001 | V |  | F | RM | PD | ZABB | HGQ | 3410121000 | PC |  | 1 | CNXIHE4 | [5 empty] | 1 | 0 | PC | 2017-08-29 | 0 | PC
VTT-G1013-2824S | JSZVR22-10C/150 10/0.1/0.22kV 1.0/6P |  | 121EL-VT |  |  | B03 | COMM | CS03 | Z001 | V |  | F | RM | PD | ZABB | HGQ | 3410121000 | PC |  | 1 | CNXIHE4 | [5 empty] | 1 | 0 | PC | 2017-07-28 | 0 | PC
VTT-G1013-2827 | JDZ22-10C1 10/0.1/0.22kV 0.5/3.0 |  | 121EL-VT | 3GB |  | 12H | COMM | CS03 | Z001 | V |  | F | RM | PD | ZABB | HGQ | 3410121000 | PC |  | 1 | CNDUYAN | [5 empty] | 1 | 0 | PC | 2021-06-04 | 0 | PC
VTT-G1013-2B25 | JDZ23-10 10/0.1/0.22 kV 30VA/0.5;500VA/3 |  | 121EL-VT | 3GB |  | B12 | COMM | CS03 | Z001 | V |  | F | RM | PD | ZABB | HGQ | 3410121000 | PC |  | 1 | T_GUIHUA_YE | [5 empty] | 1 | 0 | PC | 2014-08-13 | 0 | PC
VTT-G1013-2G25S | JSZVR22-10C/150 10/0.1/0.22kV 0.5/3.0 |  | 121EL-VT | 3GB |  | 12H | COMM | CS03 | Z001 | V |  | F | RM | PD | ZABB | HGQ | 3410121000 | PC |  | 1 | CNGELI3 | [5 empty] | 1 | 0 | PC | 2019-09-05 | 0 | PC
VTT-G1013-2G2A | JDZ22-10C1 10/0.1/0.22kV 0.5/6.0 |  | 121EL-VT | 3GB |  | 12H | COMM | CS03 | Z001 | V |  | F | RM | PD | ZABB | HGQ | 3410121000 | PC |  | 1 | CNJISU10 | [5 empty] | 1 | 0 | PC | 2021-11-25 | 0 | PC
VTT-G1013-4B25 | JDZ23-10 10/0.1/0.22kV |  | 121EL-VT | 3GB |  | B12 | COMM | CS03 | Z001 | V |  | F | RM | PD | ZABB | HGQ | 3410121000 | PC |  | 1 | CNXIHE4 | [5 empty] | 1 | 0 | PC | 2017-11-22 | 0 | PC
VTT-G1013-4E25 | JDZ22-10C1 10/0.1/0.22kV 0.5/3.0 |  | 121EL-VT | 3GB |  | 12H | COMM | CS03 | Z001 | V |  | F | RM | PD | ZABB | HGQ | 3410121000 | PC |  | 1 | CNJOCHE21 | [5 empty] | 1 | 0 | PC | 2021-04-01 | 0 | PC
VTT-G1013-4G25 | JDZ22-10C1 10/0.1/0.22kV |  | 121EL-VT | 3GB |  | 12H | COMM | CS03 | Z001 | V |  | F | RM | PD | ZABB | HGQ | 3410121000 | PC |  | 1 | CNDUYAN | [5 empty] | 1 | 0 | PC | 2020-11-16 | 0 | PC
VTT-G1013-4L25 | JDZ22-10C1 10kV/0.1kV/0.22kV CL0.5/CL3.0 |  | 121EL-VT | 3GB |  | 12H | COMM | CS03 | Z001 | V |  | F | RM | PD | ZABB | HGQ | 3410121000 | PC |  | 1 | CNJOCHE21 | [5 empty] | 1 | 0 | PC | 2020-12-28 | 0 | PC
VTT-G1013-4P2A | JDZ22-10C1 10/0.1/0.22kV 0.5/6P |  | 121EL-VT | 3GB |  | 12H | COMM | CS03 | Z001 | V |  | F | RM | PD | ZABB | HGQ | 3410121000 | PC |  | 1 | CNDUYAN | [5 empty] | 1 | 0 | PC | 2020-06-18 | 0 | PC
VTT-G1013-AL27 | JDZ22-10C1 10/0.1/0.22kV 0.5/3P 20/150VA |  | 121EL-VT | 3GB |  | 12H | COMM | CS03 | Z001 | V |  | F | RM | PD | ZABB | HGQ | 3410121000 | PC |  | 1 | CNDUYAN | [5 empty] | 1 | 0 | PC | 2020-08-31 | 0 | PC
VTT-G1013-AP2A | JDZ22-10C1 10/0.1/0.22kV 0.5/6P |  | 121EL-VT | 3GB |  | 12H | COMM | CS03 | Z001 | V |  | F | RM | PD | ZABB | HGQ | 3410121000 | PC |  | 1 | CNDUYAN | [5 empty] | 1 | 0 | PC | 2020-09-18 | 0 | PC
VTT-G102-42S | JSZVR22-10C/150 10/0.11 kV 50VA/CL0.5 |  | 121EL-VT |  |  | 129 | COMM | CS03 | Z001 | V |  | F | RM | PD | ZABB | HGQ | 3410121000 | PC |  | 1 | CNGELI3 | [5 empty] | 1 | 0 | PC | 2018-11-01 | 0 | PC
VTT-G102-83 | JDZ22-10C1 10/0.11KV,SECONDARY:100VA/CL1 |  | 121EL | 3GB |  | 12H | COMM | CS03 | Z001 | V |  | F | RM | PD | ZABB | HGQ | 3410120000 | PC |  | 1 | Y_PPM_01 | [5 empty] | 1 | 0 | PC | 2007-12-04 | 0 | PC
VTT-G102-83S | JSZVR22-10C/150 10/0.11kV,100VA/1.0 |  | 121EL | 3GB |  | 12H | COMM | CS03 | Z001 | V |  | F | RM | PD | ZABB | HGQ | 3410120000 | PC |  | 1 | Y_PPM_01 | [5 empty] | 1 | 0 | PC | 2007-12-04 | 0 | PC
VTT-G102-83S-1 | JSZVR22-10C/210 10/0.11kV,100VA/1.0 |  | 121EL-VT | 3GB |  | 12H | COMM | CS03 | Z001 | V |  | F | RM | PD | ZABB | HGQ | 3410121000 | PC |  | 1 | CNXIHE4 | [5 empty] | 1 | 0 | PC | 2015-06-04 | 0 | PC
VTT-G102-83S-2 | JSZVR22-10C/210 10/0.11KV |  | 121EL-VT |  |  | 129 | COMM | CS03 | Z001 | V |  | F | RM | PD | ZABB | HGQ | 3410121000 | PC |  | 1 | CNDUYAN | [5 empty] | 1 | 0 | PC | 2020-05-22 | 0 | PC
VTT-G102-B5 | JDZ23-10 10/0.11 kV SECONDARY: 500VA/3.0 |  | 121EL-VT | 3GB |  | 12H | COMM | CS03 | Z001 | V |  | F | RM | PD | ZABB | HGQ | 3410121000 | PC |  | 1 | T_GUIHUA_YE | [5 empty] | 1 | 0 | PC | 2014-01-29 | 0 | PC
VTT-G102-B5-1 | JDZ23-10 10/0.22 kV SECONDARY: 500VA/3.0 |  | 121EL-VT | 3GB |  | B12 | COMM | CS03 | Z001 | V |  | F | RM | PD | ZABB | HGQ | 3410121000 | PC |  | 1 | CNXIHE4 | [5 empty] | 1 | 0 | PC | 2015-05-11 | 0 | PC
VTT-G102-L3 | JDZ22-10C1 10/0.11kV 150VA/CL 1.0 |  | 121EL-VT | 3GB |  | 12H | COMM | CS03 | Z001 | V |  | F | RM | PD | ZABB | HGQ | 3410121000 | PC |  | 1 | CNXIHE4 | [5 empty] | 1 | 0 | PC | 2013-02-21 | 0 | PC
VTT-G102-L3S | JSZVR22-10C/150 10/0.11 kV 150VA CL1.0 |  | 121EL-VT | 3GB |  | B12 | COMM | CS03 | Z001 | V |  | F | RM | PD | ZABB | HGQ | 3410121000 | PC |  | 1 | CNXIHE4 | [5 empty] | 1 | 0 | PC | 2016-12-22 | 0 | PC
VTT-G102-L5 | JDZ22-10C1 10/0.11kV 150VA/CL 3.0 |  | 121EL-VT | 3GB |  | 12H | COMM | CS03 | Z001 | V |  | F | RM | PD | ZABB | HGQ | 3410121000 | PC |  | 1 | T_GUIHUA_YE | [5 empty] | 1 | 0 | PC | 2015-06-26 | 0 | PC
VTT-G1022-8855 | JDZ22-10C1 10/0.11/0.11kV CL3.0/CL3.0 |  | 121EL-VT | 3GB |  | B12 | COMM | CS03 | Z001 | V |  | F | RM | PD | ZABB | HGQ | 3410121000 | PC |  | 1 | CNSHZEN2 | [5 empty] | 1 | 0 | PC | 2017-07-05 | 0 | PC
VTT-G103-42 | JDZ22-10C1 10/0.22kV,50VA/CL0.5 |  | 121EL-VT | 3GB |  | 12H | COMM | CS03 | Z001 | V |  | F | RM | PD | ZABB | HGQ | 3410121000 | PC |  | 1 | CNXIHE4 | [5 empty] | 1 | 0 | PC | 2014-01-27 | 0 | PC
VTT-G103-85 | JDZ23-10 10/0.22kV,SECONDARY: 100VA/3.0 |  | 121EL-VT | 3GB |  | B12 | COMM | CS03 | Z001 | V |  | F | RM | PD | ZABB | HGQ | 3410121000 | PC |  | 1 | CNXIHE4 | [5 empty] | 1 | 0 | PC | 2014-06-18 | 0 | PC
VTT-G103-85-1 | JDZ22-10C1 10/0.22kV,100VA/CL 3 |  | 121EL-VT | 3GB |  | 12H | COMM | CS03 | Z001 | V |  | F | RM | PD | ZABB | HGQ | 3410121000 | PC |  | 1 | CNJOCHE21 | [5 empty] | 1 | 0 | PC | 2020-11-13 | 0 | PC
VTT-G103-85S | JSZVR22-10C/150 10/0.22kV,100VA/CL 3 |  | 121EL-VT |  |  | 129 | COMM | CS03 | Z001 | V |  | F | RM | PD | ZABB | HGQ | 3410121000 | PC |  | 1 | CNJOCHE21 | [5 empty] | 1 | 0 | PC | 2020-11-06 | 0 | PC
VTT-G103-B5 | JDZ23-10 10/0.22kV SECONDARY:500VA/3.0 |  | 121EL-OT | 3GB |  | 12H | COMM | CS03 | Z001 | V |  | F | RM | PD | ZABB | HGQ | 3410121000 | PC |  | 1 | T_GUIHUA_YE | [5 empty] | 1 | 0 | PC | 2014-08-08 | 0 | PC
VTT-G103-E5 | JDZ22-10C1 10/0.22kV 200VA/3.0 |  | 121EL-VT | 3GB |  | B12 | COMM | CS03 | Z001 | V |  | F | RM | PD | ZABB | HGQ | 3410121000 | PC |  | 1 | T_GUIHUA_YE | [5 empty] | 1 | 0 | PC | 2015-10-21 | 0 | PC
VTT-G103-G5 | JDZ22-10C1 10/0.22kV,300VA/3.0 |  | 121EL-VT | 3GB |  | B12 | COMM | CS03 | Z001 | V |  | F | RM | PD | ZABB | HGQ | 3410121000 | PC |  | 1 | CNXIHE4 | [5 empty] | 1 | 0 | PC | 2014-06-06 | 0 | PC
VTT-G103-G7 | JDZ22-10C1 10/0.22kV,300VA/3P |  | 121EL-VT | 3GB |  | 12H | COMM | CS03 | Z001 | V |  | F | RM | PD | ZABB | HGQ | 3410121000 | PC |  | 1 | CNJISU10 | [5 empty] | 1 | 0 | PC | 2022-03-21 | 0 | PC
VTT-G103-P5 | JDZ22-10C1 10/0.22kV 3.0 400VA |  | 121EL-VT | 3GB |  | 12H | COMM | CS03 | Z001 | V |  | F | RM | PD | ZABB | HGQ | 3410121000 | PC |  | 1 | CNDUYAN | [5 empty] | 1 | 0 | PC | 2020-10-29 | 0 | PC
VTT-G10AB-2427 | JDZX28-10C1G-A 10/√3/0.1/√3/0.1/3 |  | 121EL-VT | 3GB |  | 12H | COMM | CS03 | Z001 | V |  | F | RM | PD | ZABB | HGQ | 3410121000 | PC |  | 1 | CNDUYAN | [5 empty] | 1 | 0 | PC | 2020-09-03 | 0 | PC
VTT-G1112-KL25S | JSZVR22-10C/210 11kv/0.1/0/11kV |  | 121EL-VT |  |  | B03 | COMM | CS03 | Z001 | V |  | F | RM | PD | ZABB | HGQ | 3410121000 | PC |  | 1 | CNXIHE4 | [5 empty] | 1 | 0 | PC | 2017-09-01 | 0 | PC
VTT-G112-42S | JSZVR22-10C/275 11/0.11kV,50VA/0.5 |  | 121EL-VT | 3GB |  | B12 | COMM | CS03 | Z001 | V |  | F | RM | PD | ZABB | HGQ | 3410121000 | PC |  | 1 | CNSHZEN2 | [5 empty] | 1 | 0 | PC | 2016-08-02 | 0 | PC
VTT-G112-83S | JSZVR22-10C/150 11/0.11kV,100VA/1.0 |  | 121EL | 3GB |  | B12 | COMM | CS03 | Z001 | V |  | F | RM | PD | ZABB | HGQ | 3410120000 | PC |  | 1 | Y_PPM_01 | [5 empty] | 1 | 0 | PC | 2007-12-04 | 0 | PC
VTT-G112-83S-1 | JSZVR22-10C/210 11/0.11kV,100VA/CL 1.0 |  | 121EL-VT | 3GB |  | B12 | COMM | CS03 | Z001 | V |  | F | RM | PD | ZABB | HGQ | 3410121000 | PC |  | 1 | CNDUYAN | [5 empty] | 1 | 0 | PC | 2018-03-19 | 0 | PC
VTT-G14A-12 | JDZ22-10C1 10.5/0.184kV,15VA/CL0.5 |  | 121EL-VT | 3GB |  | 12H | COMM | CS03 | Z001 | V |  | F | RM | PD | ZABB | HGQ | 3410121000 | PC |  | 1 | CNJISU10 | [5 empty] | 1 | 0 | PC | 2021-09-29 | 0 | PC
VTT-G351-11 | JDZ22-35 35/0.1 kV 15VA/0.2 |  | 121EL-VT | 3GB |  | B12 | COMM | CS03 | Z001 | V |  | F | RM | PD | ZABB | HGQ | 3410121000 | PC |  | 1 | CNXIHE4 | [5 empty] | 1 | 0 | PC | 2015-06-16 | 0 | PC
VTT-G351-1111 | JDZ22-35 35/0.1/0.1 15VA/0.2 |  | 121EL-VT | 3GB |  | B12 | COMM | CS03 | Z001 | V |  | F | RM | PD | ZABB | HGQ | 3410121000 | PC |  | 1 | CNSAQIN | [5 empty] | 1 | 0 | PC | 2016-07-08 | 0 | PC
VTT-G351-21 | JDZ22-35 35/0.1kV 30VA/CL0.2 |  | 121EL-VT | 3GB |  | 12H | COMM | CS03 | Z001 | V |  | F | RM | PD | ZABB | HGQ | 3410121000 | PC |  | 1 | CNSHZEN2 | [5 empty] | 1 | 0 | PC | 2017-03-24 | 0 | PC
VTT-G351-21-1 | JDZ22-35 35/0.1 kV 0.2/30VA |  | 121EL-VT | 3GB |  | 12H | COMM | CS03 | Z001 | V |  | F | RM | PD | ZABB | HGQ | 3410121000 | PC |  | 1 | CNXIHE4 | [5 empty] | 1 | 0 | PC | 2017-12-28 | 0 | PC
VTT-G351-21S-1 | JSZVR22-35 35/0.1kV,30VA/CL0.2 |  | 121EL-VT | 3GB |  | 12H | COMM | CS03 | Z001 | V |  | F | RM | PD | ZABB | HGQ | 3410121000 | PC |  | 1 | CNDUYAN | [5 empty] | 1 | 0 | PC | 2020-07-30 | 0 | PC
VTT-G351-22 | JDZ22-35 35/0.1 kV 30VA/0.5 |  | 121EL-VT | 3GB |  | 12H | COMM | CS03 | Z001 | V |  | F | RM | PD | ZABB | HGQ | 3410121000 | PC |  | 1 | CNSHZEN2 | [5 empty] | 1 | 0 | PC | 2017-02-17 | 0 | PC
VTT-G351-26 | JDZ22-35 35/0.1kV,SECONDARY:30VA/0.5(3P) |  | 121EL-VT | 3GB |  | B12 | COMM | CS03 | Z001 | V |  | F | RM | PD | ZABB | HGQ | 3410121000 | PC |  | 1 | T_GUIHUA_YE | [5 empty] | 1 | 0 | PC | 2015-04-23 | 0 | PC
VTT-G351-26-1 | JDZ22-35 35/0.1kV,30VA/0.5(3P) |  | 121EL-VT | 3GB |  | B12 | COMM | CS03 | Z001 | V |  | F | RM | PD | ZABB | HGQ | 3410121000 | PC |  | 1 | CNXIHE4 | [5 empty] | 1 | 0 | PC | 2015-07-01 | 0 | PC
VTT-G351-41 | JDZ22-35 35/0.1 kV 50VA/0.2 |  | 121EL-VT | 3GB |  | 12H | COMM | CS03 | Z001 | V |  | F | RM | PD | ZABB | HGQ | 3410121000 | PC |  | 1 | CNSHZEN2 | [5 empty] | 1 | 0 | PC | 2016-11-21 | 0 | PC
VTT-G351-41S-1 | JSZVR22-35-D 35/ 0.1kV |  | 121EL-VT | 3GB |  | 12H | COMM | CS03 | Z001 | V |  | F | RM | PD | ZABB | HGQ | 3410121000 | PC |  | 1 | CNDUYAN | [5 empty] | 1 | 0 | PC | 2020-07-17 | 0 | PC
VTT-G351-42 | JDZ22-35 35/0.1 kV 50VA/0.5 |  | 121EL-VT | 3GB |  | 12H | COMM | CS03 | Z001 | V |  | F | RM | PD | ZABB | HGQ | 3410121000 | PC |  | 1 | CNXIHE4 | [5 empty] | 1 | 0 | PC | 2016-04-06 | 0 | PC
VTT-G351-42-1 | JDZ22-35 35/0.1 0.5/50VA |  | 121EL-VT | 3GB |  | 12H | COMM | CS03 | Z001 | V |  | F | RM | PD | ZABB | HGQ | 3410121000 | PC |  | 1 | CNXIHE4 | [5 empty] | 1 | 0 | PC | 2016-07-06 | 0 | PC
VTT-G351-42S-1 | JSZVR22-35-D 35/ 0.1kV CL0.5/50VA |  | 121EL-VT | 3GB |  | 12H | COMM | CS03 | Z001 | V |  | F | RM | PD | ZABB | HGQ | 3410121000 | PC |  | 1 | CNZHZHA51 | [5 empty] | 1 | 0 | PC | 2021-02-08 | 0 | PC
VTT-G351-46 | JDZ22-35 35/0.1kV,SECONDARY:50VA/0.5(3P) |  | 121EL-VT | 3GB |  | B03 | COMM | CS03 | Z001 | V |  | F | RM | PD | ZABB | HGQ | 3410121000 | PC |  | 1 | CNZHZHO5 | [5 empty] | 1 | 0 | PC | 2018-04-11 | 0 | PC
VTT-G351-82 | JDZ22-35 35/0.1 kV 100VA/0.5 |  | 121EL-VT | 3GB |  | 12H | COMM | CS03 | Z001 | V |  | F | RM | PD | ZABB | HGQ | 3410121000 | PC |  | 1 | CNSHZEN2 | [5 empty] | 1 | 0 | PC | 2017-09-30 | 0 | PC
VTT-G351-82-1 | JDZ22-35 35/0.1 kV 100VA/0.5 |  | 121EL-VT | 3GB |  | 12H | COMM | CS03 | Z001 | V |  | F | RM | PD | ZABB | HGQ | 3410121000 | PC |  | 1 | CNJOCHE21 | [5 empty] | 1 | 0 | PC | 2021-01-19 | 0 | PC
VTT-G351-92 | JDZ22-35 35/0.1 kV 120VA/0.5 |  | 121EL-VT | 3GB |  | B03 | COMM | CS03 | Z001 | V |  | F | RM | PD | ZABB | HGQ | 3410121000 | PC |  | 1 | CNSHZEN2 | [5 empty] | 1 | 0 | PC | 2017-09-19 | 0 | PC
VTT-G351-A1-1 | JDZ22-35 35/0.1 kV 20VA/0.2 |  | 121EL-VT | 3GB |  | B12 | COMM | CS03 | Z001 | V |  | F | RM | PD | ZABB | HGQ | 3410121000 | PC |  | 1 | CNXIHE4 | [5 empty] | 1 | 0 | PC | 2015-12-11 | 0 | PC
VTT-G351-A1S-2 | JSZV22-35R |  | 121EL-VT | 3GD |  | 12H | COMM | CS03 | Z001 | V |  | F | RM | PD | ZABB | HGQ | 3410121000 | PC |  | 1 | CNXIHE4 | [5 empty] | 1 | 0 | PC | 2017-03-30 | 0 | PC
VTT-G351-A1S-3 | JSZVR22-35 35/0.1KV 20VA/CL0.2 |  | 121EL-VT | 3GB |  | 12H | COMM | CS03 | Z001 | V |  | F | RM | PD | ZABB | HGQ | 3410121000 | PC |  | 1 | CNGELI3 | [5 empty] | 1 | 0 | PC | 2019-05-31 | 0 | PC
VTT-G351-A1S-4 | JSZVR22-35 35/0.1kV |  | 121EL-VT | 3GB |  | 12H | COMM | CS03 | Z001 | V |  | F | RM | PD | ZABB | HGQ | 3410121000 | PC |  | 1 | CNDUYAN | [5 empty] | 1 | 0 | PC | 2020-06-24 | 0 | PC
VTT-G3511-1111 | JDZ22-35 35/0.1/0.1 15VA/0.2 |  | 121EL-VT | 3GB |  | 12H | COMM | CS03 | Z001 | V |  | F | RM | PD | ZABB | HGQ | 3410121000 | PC |  | 1 | CNDUYAN | [5 empty] | 1 | 0 | PC | 2020-12-02 | 0 | PC
VTT-G3511-1111-1 | JDZ23-35 35/0.1/0.1 kV |  | 121EL-VT | 3GB |  | 12H | COMM | CS03 | Z001 | V |  | F | RM | PD | ZABB | HGQ | 3410121000 | PC |  | 1 | CNJOCHE21 | [5 empty] | 1 | 0 | PC | 2021-03-04 | 0 | PC
VTT-G3511-2211 | JDZ23-35 35/0.1/0.1 kV 30VA/0.2 |  | 121EL-VT | 3GB |  | B12 | COMM | CS03 | Z001 | V |  | F | RM | PD | ZABB | HGQ | 3410121000 | PC |  | 1 | CNXIHE4 | [5 empty] | 1 | 0 | PC | 2016-11-01 | 0 | PC
VTT-G3511-2212 | JDZ22-35 35/0.1/0.1,30VA/0.2,30VA/0.5 |  | 121EL-VT |  |  | B03 | COMM | CS03 | Z001 | V |  | F | RM | PD | ZABB | HGQ | 3410121000 | PC |  | 1 | CNSHZEN2 | [5 empty] | 1 | 0 | PC | 2017-09-01 | 0 | PC
VTT-G3511-2212-1 | JDZ22-35 35/0.1/0.1,30VA/0.2,30VA/0.5 |  | 121EL-VT | 3GB |  | 12H | COMM | CS03 | Z001 | V |  | F | RM | PD | ZABB | HGQ | 3410121000 | PC |  | 1 | CNSHZEN2 | [5 empty] | 1 | 0 | PC | 2018-03-14 | 0 | PC
VTT-G3511-2212S-1 | JSZVR22-35 35/0.1/0.1,30VA/0.2,30VA/0.5 |  | 121EL-VT | 3GB |  | 129 | COMM | CS03 | Z001 | V |  | F | RM | PD | ZABB | HGQ | 3410121000 | PC |  | 1 | CNMAZHA43 | [5 empty] | 1 | 0 | PC | 2019-06-21 | 0 | PC
VTT-G3511-2922 | JDZ22-35 35/0.1/0.1 kV 30VA/0.5 |  | 121EL-VT | 3GB |  | B12 | COMM | CS03 | Z001 | V |  | F | RM | PD | ZABB | HGQ | 3410121000 | PC |  | 1 | CNSHZEN2 | [5 empty] | 1 | 0 | PC | 2017-09-07 | 0 | PC
VTT-G422-83 | JDZ22-10C1 11.4/0.11KV,SECONDARY:100VA/C |  | 121EL-VT |  |  | 129 | COMM | CS03 | Z001 | V |  | F | RM | PD | ZABB | HGQ | 3410121000 | PC |  | 1 | CNJISU10 | [5 empty] | 1 | 0 | PC | 2022-03-30 | 0 | PC
VTT-G431-42S | JSZVR22-6C/150 7.2/0.1kV 50VA/CL 0.5 |  | 121EL-VT | 3GB |  | 12H | COMM | CS03 | Z001 | V |  | F | RM | PD | ZABB | HGQ | 3410121000 | PC |  | 1 | CNDUYAN | [5 empty] | 1 | 0 | PC | 2020-06-17 | 0 | PC
VTT-H-D101-22S | JSZVR2-10C2 10/0.1kV,SECONDARY:30VA/0.5 |  | 121EL | 3GB |  | 12H | COMM | CS03 | Z001 | V |  | F | RM | PD | ZABB | HGQ | 3410120000 | PC |  | 1 | Y_PPM_01 | [5 empty] | 1 | 0 | PC | 2007-12-04 | 0 | PC
VTT-L101-11 | URZ10 10/0.1kV,SECONDARY:15VA/0.2 |  | 121EL-VT | 3GB |  | S04 | COMM | CS03 | Z001 | V |  | F | RM | PD | ZABB | HGQ | 3410121000 | PC |  | 1 | CNGELI3 | [5 empty] | 1 | 0 | PC | 2019-07-05 | 0 | PC
VTT-L101-11-1 | URZ10 10000/100V 15VA/CL0.2 |  | 121EL-VT | 3GB |  | S04 | COMM | CS03 | Z001 | V |  | F | RM | PD | ZABB | HGQ | 3410121000 | PC |  | 1 | CNGELI3 | [5 empty] | 1 | 0 | PC | 2019-10-15 | 0 | PC
VTT-L101-42 | URZ10 10/0.1kV,SECONDARY:50VA/0.5 |  | 121EL-VT | 3GB |  | S04 | COMM | CS03 | Z001 | V |  | F | RM | PD | ZABB | HGQ | 3410121000 | PC |  | 1 | CNGELI3 | [5 empty] | 1 | 0 | PC | 2019-08-19 | 0 | PC
VTT-L101-K1 | URZ10 10000/100V 10VA/CL0.2 |  | 121EL-VT | 3GB |  | S04 | COMM | CS03 | Z001 | V |  | F | RM | PD | ZABB | HGQ | 3410121000 | PC |  | 1 | CNGELI3 | [5 empty] | 1 | 0 | PC | 2019-09-02 | 0 | PC
VTT-L101-K1-1 | URZ10 10000/100V 10VA/CL0.2 |  | 121EL-VT | 3GB |  | S04 | COMM | CS03 | Z001 | V |  | F | RM | PD | ZABB | HGQ | 3410121000 | PC |  | 1 | CNGELI3 | [5 empty] | 1 | 0 | PC | 2020-01-20 | 0 | PC
VTT-L1013-1T27 | URZ10 10/0.1/0.22kV;15VA/CL0.5;400VA/3P |  | 121EL-VT | 3GB |  | S04 | COMM | CS03 | Z001 | V |  | F | RM | PD | ZABB | HGQ | 3410121000 | PC |  | 1 | CNJOCHE21 | [5 empty] | 1 | 0 | PC | 2021-11-24 | 0 | PC
VTT-M101-11 | RZL10 10/0.1KV,15VA,CL0.2 |  | 121EL | 3GB |  | S01 | COMM | CS03 | Z001 | V |  | F | RM | PD | ZABB | HGQ | 3410120000 | PC |  | 1 | Y_PPM_01 | [5 empty] | 1 | 0 | PC | 2007-12-04 | 0 | PC
VTT-M101-53 | RZL10 10/0.1KV,60VA,CL1.0 INDOOR-VT |  | 121EL | 3GB |  | S01 | COMM | CS03 | Z001 | V |  | F | RM | PD | ZABB | HGQ | 3410120000 | PC |  | 1 | Y_PPM_01 | [5 empty] | 1 | 0 | PC | 2007-12-04 | 0 | PC
VTT-OT-062-83S | JSZVR22-10C/210 6/0.11kV 1.0 100VA |  | 121EL-VT | 3GB |  | 12H | COMM | CS03 | Z001 | V |  | F | RM | PD | ZABB | HGQ | 3410121000 | PC |  | 1 | CNJOCHE21 | [5 empty] | 1 | 0 | PC | 2021-03-29 | 0 | PC
VTT-OT-D0311-52S | JSZVR2-3C2 3.15/0.1kV,SECONDARY:60VA/0.5 |  | 121EL-VT | 3GB |  | 12H | COMM | CS03 | Z001 | V |  | F | RM | PD | ZABB | HGQ | 3410121000 | PC |  | 1 | CNXIHE4 | [5 empty] | 1 | 0 | PC | 2009-08-28 | 0 | PC
VTT-OT-D032-83S | JSZVR2-3C2 3/0.11kV,SECONDARY:100VA/1. |  | 121EL-VT | 3GB |  | 12H | COMM | CS03 | Z001 | V |  | F | RM | PD | ZABB | HGQ | 3410121000 | PC |  | 1 | CNXIHE4 | [5 empty] | 1 | 0 | PC | 2009-08-20 | 0 | PC
VTT-OT-D041-P0S | JSZVR2-3C3 3.3/0.11kV 600VA |  | 121EL | 3GB |  | 12H | COMM | CS03 | Z001 | V |  | F | RM | PD | ZABB | HGQ | 3410121000 | PC |  | 1 | CNXIHE4 | [5 empty] | 1 | 0 | PC | 2008-05-30 | 0 | PC
VTT-OT-D042-42S | JSZVR2-3C1 3300/110V,50VA/CL0.5 W.TUBE |  | 121EL-VT |  |  | B03 | COMM | CS03 | Z001 | V |  | F | RM | PD | ZABB | HGQ | 3410121000 | PC |  | 1 | CNXIHE4 | [5 empty] | 1 | 0 | PC | 2013-06-19 | 0 | PC
VTT-OT-D044-83S | JSZVR2-3C1 3.3/0.23kV,SECONDARY:100VA/1. |  | 121EL-VT | 3GB |  | 12H | COMM | CS03 | Z001 | V |  | F | RM | PD | ZABB | HGQ | 3410121000 | PC |  | 1 | CNXIHE4 | [5 empty] | 1 | 0 | PC | 2010-09-03 | 0 | PC
VTT-OT-D061-22 | JDZ10-6C1 6/0.1kV CL0.5 30VA |  | 121EL-VT | 3GB |  | 12H | COMM | CS03 | Z001 | V |  | F | RM | PD | ZABB | HGQ | 3410121000 | PC |  | 1 | CNXIHE4 | [5 empty] | 1 | 0 | PC | 2012-10-30 | 0 | PC
VTT-OT-D062-42S | JSZVR2-6C1 6/0.11kV 0.5/50VA |  | 121EL | 3GB |  | 12H | COMM | CS03 | Z001 | V |  | F | RM | PD | ZABB | HGQ | 3410120000 | PC |  | 1 | Y_PPM_01 | [5 empty] | 1 | 0 | PC | 2007-12-04 | 0 | PC
VTT-OT-D062-83 | JDZ10-6C1 6/0.11kV,100VA/CL1.0 |  | 121EL-VT | 3GB |  | 12H | COMM | CS03 | Z001 | V |  | F | RM | PD | ZABB | HGQ | 3410121000 | PC |  | 1 | CNDUYAN | [5 empty] | 1 | 0 | PC | 2019-06-10 | 0 | PC
VTT-OT-D062-83-1 | JDZ10-6C1 6/0.11kV,100VA/CL1.0 |  | 121EL-VT | 3GB |  | 12H | COMM | CS03 | Z001 | V |  | F | RM | PD | ZABB | HGQ | 3410121000 | PC |  | 1 | CNGELI3 | [5 empty] | 1 | 0 | PC | 2019-12-26 | 0 | PC
VTT-OT-D062-83S | JSZVR2-6C2 6/0.11kV,SECONDARY:100VA/1.0 |  | 121EL-VT | 3GB |  | 12H | COMM | CS03 | Z001 | V |  | F | RM | PD | ZABB | HGQ | 3410121000 | PC |  | 1 | CNXIHE4 | [5 empty] | 1 | 0 | PC | 2011-05-13 | 0 | PC
VTT-OT-D071-22S | JSZVR2-6C2 6600/100V 30VA/CL 0.5 |  | 121EL-VT | 3GB |  | 12H | COMM | CS03 | Z001 | V |  | F | RM | PD | ZABB | HGQ | 3410121000 | PC |  | 1 | CNXIHE4 | [5 empty] | 1 | 0 | PC | 2016-03-11 | 0 | PC
VTT-OT-D071-D1 | JDZ10-6C1 6.6/0.1kV,25VA/CL0.2 |  | 121EL-VT | 3GB |  | 12H | COMM | CS03 | Z001 | V |  | F | RM | PD | ZABB | HGQ | 3410121000 | PC |  | 1 | CNGELI3 | [5 empty] | 1 | 0 | PC | 2020-02-25 | 0 | PC
VTT-OT-D071-R5 | JDZ11-6S 6.6/0.11kV,3.0,800VA |  | 121EL-VT | 3GD |  | 12H | COMM | CS03 | Z001 | V |  | F | RM | PD | ZABB | HGQ | 3410121000 | PC |  | 1 | CNDUYAN | [5 empty] | 1 | 0 | PC | 2020-08-12 | 0 | PC
VTT-OT-D072-42 | JDZ10-6C1 6.6/.11kV,SECONDARY:100VA/1.0 |  | 121EL-VT | 3GB |  | 12H | COMM | CS03 | Z001 | V |  | F | RM | PD | ZABB | HGQ | 3410121000 | PC |  | 1 | CNXIHE4 | [5 empty] | 1 | 0 | PC | 2011-10-08 | 0 | PC
VTT-OT-D072-42S-1 | JSZVR2-6C2 6.6/.11kV,SECONDARY:50VA/0.5 |  | 121EL-CT | 3GB |  | 12H | COMM | CS03 | Z001 | V |  | F | RM | PD | ZABB | HGQ | 3410121000 | PC |  | 1 | CNXIHE4 | [5 empty] | 1 | 0 | PC | 2011-09-30 | 0 | PC
VTT-OT-D072-42S-2 | JDZ10-6C1 6.6/.11kV,SECONDARY:100VA/1.0 |  | 121EL-VT |  |  | B03 | COMM | CS03 | Z001 | V |  | F | RM | PD | ZABB | HGQ | 3410121000 | PC |  | 1 | CNXIHE4 | [5 empty] | 1 | 0 | PC | 2011-09-30 | 0 | PC
VTT-OT-D072-52 | JDZ10-6C1 6.6/0.11kV,CL0.5/60VA |  | 121EL-VT |  |  | 129 | COMM | CS03 | Z001 | V |  | F | RM | PD | ZABB | HGQ | 3410121000 | PC |  | 1 | CNGELI3 | [5 empty] | 1 | 0 | PC | 2019-09-11 | 0 | PC
VTT-OT-D072-83 | JDZ10-6C1 6.6/0.11KV 100VA/CL1.0 |  | 121EL | 3GB |  | 12H | COMM | CS03 | Z001 | V |  | F | RM | PD | ZABB | HGQ | 3410121000 | PC |  | 1 | CNXIHE4 | [5 empty] | 1 | 0 | PC | 2008-11-07 | 0 | PC
VTT-OT-D072-83S | JSZVR2-6C1 6.6/.11kV,SECONDARY:100VA/1.0 |  | 121EL |  |  | 12Q | COMM | CS03 | Z001 | V |  | F | RM | PD | ZABB | HGQ | 3410121000 | PC |  | 1 | CNXIHE4 | [5 empty] | 1 | 0 | PC | 2008-10-29 | 0 | PC
VTT-OT-D072-83S-1 | JSZVR2-6C1 6.6/0.11kV,100VA/CL1.0 |  | 121EL-VT | 3GB |  | 12H | COMM | CS03 | Z001 | V |  | F | RM | PD | ZABB | HGQ | 3410121000 | PC |  | 1 | CNXIHE4 | [5 empty] | 1 | 0 | PC | 2013-05-24 | 0 | PC
VTT-OT-D072-E5S | JSZVR2-6C1 6.6/0.11 kV,200VA/CL3 |  | 121EL-VT | 3GB |  | 12H | COMM | CS03 | Z001 | V |  | F | RM | PD | ZABB | HGQ | 3410121000 | PC |  | 1 | CNXIHE4 | [5 empty] | 1 | 0 | PC | 2013-05-22 | 0 | PC
VTT-OT-D072-M2 | JDZ10-6C1 6.6/0.11kV,CL0.5/80VA |  | 121EL-VT | 3GD |  | 12H | COMM | CS03 | Z001 | V |  | F | RM | PD | ZABB | HGQ | 3410121000 | PC |  | 1 | CNGELI3 | [5 empty] | 1 | 0 | PC | 2019-09-12 | 0 | PC
VTT-OT-D073-B0 | JDZ11-6 RATIO:6600/220V SECONDARY:500VA |  | 121EL-VT | 3GB |  | 12H | COMM | CS03 | Z001 | V |  | F | RM | PD | ZABB | HGQ | 3410121000 | PC |  | 1 | CNXIHE4 | [5 empty] | 1 | 0 | PC | 2011-05-25 | 0 | PC
VTT-OT-D078-42S | JSZVR2-6C1 6600/115V,50VA/CL 0.5 W.TUBE |  | 121EL-VT | 3GB |  | 12H | COMM | CS03 | Z001 | V |  | F | RM | PD | ZABB | HGQ | 3410121000 | PC |  | 1 | CNXIHE4 | [5 empty] | 1 | 0 | PC | 2012-09-17 | 0 | PC
VTT-OT-D082-43S | JSZVR2-6C1 6300/110V,50VA/CL 1 |  | 121EL-VT |  |  | B03 | COMM | CS03 | Z001 | V |  | F | RM | PD | ZABB | HGQ | 3410121000 | PC |  | 1 | CNXIHE4 | [5 empty] | 1 | 0 | PC | 2013-04-17 | 0 | PC
VTT-OT-D082-A1S | JSZVR2-6C2 6300/110V 20VA/CL0.2 |  | 121EL-VT | 3GB |  | 12H | COMM | CS03 | Z001 | V |  | F | RM | PD | ZABB | HGQ | 3410121000 | PC |  | 1 | CNGELI3 | [5 empty] | 1 | 0 | PC | 2020-03-17 | 0 | PC
VTT-OT-D082-A1S-1 | JSZVR2-6C3 6300/110V 20VA/CL0.2 |  | 121EL-VT | 3GB |  | 12H | COMM | CS03 | Z001 | V |  | F | RM | PD | ZABB | HGQ | 3410121000 | PC |  | 1 | CNGELI3 | [5 empty] | 1 | 0 | PC | 2020-03-17 | 0 | PC
VTT-OT-D082-B5 | JDZ11-6 6.3kV/110V 500VA/CL3.0 |  | 121EL-VT | 3GB |  | 12H | COMM | CS03 | Z001 | V |  | F | RM | PD | ZABB | HGQ | 3410121000 | PC |  | 1 | CNXIHE4 | [5 empty] | 1 | 0 | PC | 2011-03-02 | 0 | PC
VTT-OT-D091-42S | JSZVR2-6C1 4160/100V 50VA/CL0.5 W.TUBE |  | 121EL-VT | 3GB |  | 12H | COMM | CS03 | Z001 | V |  | F | RM | PD | ZABB | HGQ | 3410121000 | PC |  | 1 | CNXIHE4 | [5 empty] | 1 | 0 | PC | 2012-12-04 | 0 | PC
VTT-OT-D091-A1S | JSZVR2-6C2 4.16/0.1kV 20VA/CL0.2 |  | 121EL-VT | 3GB |  | 12H | COMM | CS03 | Z001 | V |  | F | RM | PD | ZABB | HGQ | 3410121000 | PC |  | 1 | CNXIHE4 | [5 empty] | 1 | 0 | PC | 2013-02-25 | 0 | PC
VTT-OT-D092-83 | JDZ10-6C1 4.16/0.11kV 100VA/CL1.0 |  | 121EL-VT | 3GB |  | 12H | COMM | CS03 | Z001 | V |  | F | RM | PD | ZABB | HGQ | 3410121000 | PC |  | 1 | CNGELI3 | [5 empty] | 1 | 0 | PC | 2019-06-04 | 0 | PC
VTT-OT-D092-83S | JSZVR2-6C1 4160/110V 100VA/CL1.0 60Hz |  | 121EL-VT | 3GB |  | 12H | COMM | CS03 | Z001 | V |  | F | RM | PD | ZABB | HGQ | 3410121000 | PC |  | 1 | T_GUIHUA_YE | [5 empty] | 1 | 0 | PC | 2012-04-11 | 0 | PC
VTT-OT-D097-42 | JDZ10-6C1 4.16/0.12kV 50VA/CL0.5 |  | 121EL-VT | 3GB |  | 12H | COMM | CS03 | Z001 | V |  | F | RM | PD | ZABB | HGQ | 3410121000 | PC |  | 1 | CNXIHE4 | [5 empty] | 1 | 0 | PC | 2010-11-04 | 0 | PC
VTT-OT-D097-B5 | JDZ11-6 4160/120V SECONDARY: 500VA/CL3.0 |  | 121EL-VT | 3GB |  | 12H | COMM | CS03 | Z001 | V |  | F | RM | PD | ZABB | HGQ | 3410121000 | PC |  | 1 | CNXIHE4 | [5 empty] | 1 | 0 | PC | 2012-12-04 | 0 | PC
VTT-OT-D101-21 | JDZ10-10C1 10000/100V 30VA/CL0.2 |  | 121EL-VT |  |  | B03 | COMM | CS03 | Z001 | V |  | F | RM | PD | ZABB | HGQ | 3410121000 | PC |  | 1 | T_GUIHUA_YE | [5 empty] | 1 | 0 | PC | 2011-11-29 | 0 | PC
VTT-OT-D101-21S | JSZVR2-10C1 10000/100V CL0.2/30VA |  | 121EL-VT |  |  | B03 | COMM | CS03 | Z001 | V |  | F | RM | PD | ZABB | HGQ | 3410121000 | PC |  | 1 | T_GUIHUA_YE | [5 empty] | 1 | 0 | PC | 2011-11-29 | 0 | PC
VTT-OT-D101-42S | JSZVR2-10C2 10000/100V;50VA/CL0.5 |  | 121EL-VT | 3GB |  | 12H | COMM | CS03 | Z001 | V |  | F | RM | PD | ZABB | HGQ | 3410121000 | PC |  | 1 | CNXIHE4 | [5 empty] | 1 | 0 | PC | 2012-02-13 | 0 | PC
VTT-OT-D101-42S-1 | JSZVR2-10C3 10000/100V 50VA/CL0.5 W.TUBE |  | 121EL-VT |  |  | B03 | COMM | CS03 | Z001 | V |  | F | RM | PD | ZABB | HGQ | 3410121000 | PC |  | 1 | T_GUIHUA_YE | [5 empty] | 1 | 0 | PC | 2012-02-14 | 0 | PC
VTT-OT-D101-42S-2 | JSZVR2-10C1 10/0.1kV 50VA/CL0.5 |  | 121EL-VT | 3GB |  | 12H | COMM | CS03 | Z001 | V |  | F | RM | PD | ZABB | HGQ | 3410121000 | PC |  | 1 | CNGELI3 | [5 empty] | 1 | 0 | PC | 2020-01-03 | 0 | PC
VTT-OT-D101-52S | JSZVR2-10C2 10/0.1kV,SECONDARY:60VA/0.5 |  | 121EL-VT | 3GB |  | 12H | COMM | CS03 | Z001 | V |  | F | RM | PD | ZABB | HGQ | 3410121000 | PC |  | 1 | CNXIHE4 | [5 empty] | 1 | 0 | PC | 2009-08-28 | 0 | PC
VTT-OT-D101-K1S | JSZVR2-10C1 10000/100V CL0.2 / 10VA |  | 121EL-VT | 3GB |  | 12H | COMM | CS03 | Z001 | V |  | F | RM | PD | ZABB | HGQ | 3410121000 | PC |  | 1 | CNXIHE4 | [5 empty] | 1 | 0 | PC | 2010-12-25 | 0 | PC
VTT-OT-D1011-2211 | JDZ10-10C1 10000/100V/100V |  | 121EL-VT |  |  | 129 | COMM | CS03 | Z001 | V |  | F | RM | PD | ZABB | HGQ | 3410121000 | PC |  | 1 | CNGELI3 | [5 empty] | 1 | 0 | PC | 2019-09-26 | 0 | PC
VTT-OT-D1012-4G27 | JDZ11-10 10000/100/110V |  | 121EL-VT | 3GB |  | 12H | COMM | CS03 | Z001 | V |  | F | RM | PD | ZABB | HGQ | 3410121000 | PC |  | 1 | CNGELI3 | [5 empty] | 1 | 0 | PC | 2019-10-10 | 0 | PC
VTT-OT-D1012-4L27 | JDZ10-10C1 10000/100/110V |  | 121EL-VT | 3GD |  | 12H | COMM | CS03 | Z001 | V |  | F | RM | PD | ZABB | HGQ | 3410121000 | PC |  | 1 | CNGELI3 | [5 empty] | 1 | 0 | PC | 2019-10-16 | 0 | PC
VTT-OT-D1013-4G27 | JDZ11-10 10000/100/220V |  | 121EL-VT | 3GB |  | 12H | COMM | CS03 | Z001 | V |  | F | RM | PD | ZABB | HGQ | 3410121000 | PC |  | 1 | CNGELI3 | [5 empty] | 1 | 0 | PC | 2019-05-05 | 0 | PC
VTT-OT-D102-83 | JDZ10-10C1 10000/110V,100VA/CL1.0 |  | 121EL-VT | 3GB |  | 12H | COMM | CS03 | Z001 | V |  | F | RM | PD | ZABB | HGQ | 3410121000 | PC |  | 1 | CNDUYAN | [5 empty] | 1 | 0 | PC | 2020-11-04 | 0 | PC
VTT-OT-D102-83-2 | JDZ10-3C1 1/0.11kV 1.0/100VA |  | 121EL-VT | 3GB |  | 12H | COMM | CS03 | Z001 | V |  | F | RM | PD | ZABB | HGQ | 3410121000 | PC |  | 1 | CNJISU10 | [5 empty] | 1 | 0 | PC | 2021-11-18 | 0 | PC
VTT-OT-D102-83S | JSZVR2-10C2 10/0.11kV,SECONDARY:100VA/1. |  | 121EL-VT | 3GB |  | 12H | COMM | CS03 | Z001 | V |  | F | RM | PD | ZABB | HGQ | 3410121000 | PC |  | 1 | CNXIHE4 | [5 empty] | 1 | 0 | PC | 2009-08-20 | 0 | PC
VTT-OT-D103-G5 | JDZ11-10 10000/220V 300VA/CL3.0 |  | 121EL-VT | 3GB |  | 12H | COMM | CS03 | Z001 | V |  | F | RM | PD | ZABB | HGQ | 3410121000 | PC |  | 1 | CNGELI3 | [5 empty] | 1 | 0 | PC | 2020-01-03 | 0 | PC
VTT-OT-D111-D1S | JSZVR2-10C2 11/0.1kV 25VA/CL0.2 |  | 121EL-VT |  |  | B03 | COMM | CS03 | Z001 | V |  | F | RM | PD | ZABB | HGQ | 3410121000 | PC |  | 1 | CNXIHE4 | [5 empty] | 1 | 0 | PC | 2014-02-28 | 0 | PC
VTT-OT-D111-L3S | JSZV17-10R 11/0.1kV 1.0/150VA |  | 121EL-VT | 3GB |  | 12H | COMM | CS03 | Z001 | V |  | F | RM | PD | ZABB | HGQ | 3410121000 | PC |  | 1 | CNXIHE4 | [5 empty] | 1 | 0 | PC | 2010-06-29 | 0 | PC
VTT-OT-D1113-1835S | JSZVR2-10C1 11/0.1/0.22Kv |  | 121EL-VT | 3GB |  | 12H | COMM | CS03 | Z001 | V |  | F | RM | PD | ZABB | HGQ | 3410121000 | PC |  | 1 | CNXIHE4 | [5 empty] | 1 | 0 | PC | 2011-07-25 | 0 | PC
VTT-OT-D112-21S | JSZVR2-10C2 11/0.11kV 30VA/CL0.2 |  | 121EL-VT | 3GD |  | 12H | COMM | CS03 | Z001 | V |  | F | RM | PD | ZABB | HGQ | 3410121000 | PC |  | 1 | CNGELI3 | [5 empty] | 1 | 0 | PC | 2019-12-16 | 0 | PC
VTT-OT-D112-42S | JSZVR2-10C1 11/0.11kV,SECONDARY:50VA/0.5 |  | 121EL | 3GB |  | 12H | COMM | CS03 | Z001 | V |  | F | RM | PD | ZABB | HGQ | 3410121000 | PC |  | 1 | CNXIHE4 | [5 empty] | 1 | 0 | PC | 2008-08-05 | 0 | PC
VTT-OT-D112-42S-1 | JDZ10-10C1 11/0.11kV,SECONDARY:50VA/0.5 |  | 121EL-VT | 3GD |  | 129 | COMM | CS03 | Z001 | V |  | F | RM | PD | ZABB | HGQ | 3410121000 | PC |  | 1 | CNMAZHA43 | [5 empty] | 1 | 0 | PC | 2020-03-03 | 0 | PC
VTT-OT-D112-42S-2 | JSZVR2-10C1 11000/110V |  | 121EL-VT | 3GB |  | 12H | COMM | CS03 | Z001 | V |  | F | RM | PD | ZABB | HGQ | 3410121000 | PC |  | 1 | CNJOCHE21 | [5 empty] | 1 | 0 | PC | 2021-03-10 | 0 | PC
VTT-OT-D112-83 | JDZ10-10C1 11000/110V 100VA/CL1.0 |  | 121EL-VT | 3GB |  | 12H | COMM | CS03 | Z001 | V |  | F | RM | PD | ZABB | HGQ | 3410121000 | PC |  | 1 | CNGELI3 | [5 empty] | 1 | 0 | PC | 2018-12-12 | 0 | PC
VTT-OT-D112-83-1 | JDZ10-10C1 11000/110V,100VA/CL1.0 |  | 121EL-VT |  |  | 129 | COMM | CS03 | Z001 | V |  | F | RM | PD | ZABB | HGQ | 3410121000 | PC |  | 1 | CNDUYAN | [5 empty] | 1 | 0 | PC | 2020-11-25 | 0 | PC
VTT-OT-D112-83S-1 | JSZV17-10R 11/0.11kV 1.0/100VA |  | 121EL | 3GB |  | 12H | COMM | CS03 | Z001 | V |  | F | RM | PD | ZABB | HGQ | 3410121000 | PC |  | 1 | CNXIHE4 | [5 empty] | 1 | 0 | PC | 2008-07-16 | 0 | PC
VTT-OT-D141-22 | JDZ11-10 10.5/0.1kV 30VA/CL0.5 |  | 121EL-VT |  |  | 12Q | COMM | CS03 | Z001 | V |  | F | RM | PD | ZABB | HGQ | 3410121000 | PC |  | 1 | CNXIHE4 | [5 empty] | 1 | 0 | PC | 2009-07-02 | 0 | PC
VTT-OT-D141-42S | JSZVR2-10C2 10.5/0.1kV,SECONDARY:50VA/0. |  | 121EL-VT | 3GB |  | 12H | COMM | CS03 | Z001 | V |  | F | RM | PD | ZABB | HGQ | 3410121000 | PC |  | 1 | CNXIHE4 | [5 empty] | 1 | 0 | PC | 2009-07-02 | 0 | PC
VTT-OT-D142-52S | JSZVR2-10C1 10.5kV/110V CL0.5 / 60VA |  | 121EL-VT | 3GB |  | 12H | COMM | CS03 | Z001 | V |  | F | RM | PD | ZABB | HGQ | 3410121000 | PC |  | 1 | CNJOCHE21 | [5 empty] | 1 | 0 | PC | 2021-08-16 | 0 | PC
VTT-OT-D151-42 | JDZ17-15A 15/ 0.1KV 50VA/CL0.5 |  | 121EL-VT | 3GB |  | 12H | COMM | CS03 | Z001 | V |  | F | RM | PD | ZABB | HGQ | 3410121000 | PC |  | 1 | CNXIHE4 | [5 empty] | 1 | 0 | PC | 2012-11-07 | 0 | PC
VTT-OT-D152-83S | JSZV17-10R 15/0.11kV 1.0/100VA |  | 121EL | 3GB |  | 12H | COMM | CS03 | Z001 | V |  | F | RM | PD | ZABB | HGQ | 3410121000 | PC |  | 1 | CNXIHE4 | [5 empty] | 1 | 0 | PC | 2008-07-16 | 0 | PC
VTT-OT-D1552-83S-1 | JSZV17-10R 15.5/0.11kV 1.0/100VA |  | 121EL | 3GB |  | 12H | COMM | CS03 | Z001 | V |  | F | RM | PD | ZABB | HGQ | 3410121000 | PC |  | 1 | CNXIHE4 | [5 empty] | 1 | 0 | PC | 2008-07-16 | 0 | PC
VTT-OT-D172-83 | JDZ10-10C1 13.8/0.11kV |  | 121EL-VT |  |  | 129 | COMM | CS03 | Z001 | V |  | F | RM | PD | ZABB | HGQ | 3410121000 | PC |  | 1 | CNGELI3 | [5 empty] | 1 | 0 | PC | 2019-09-10 | 0 | PC
VTT-OT-D172-83-1 | JDZ17-15A 13.8/0.11kV |  | 121EL-VT | 3GD |  | 12H | COMM | CS03 | Z001 | V |  | F | RM | PD | ZABB | HGQ | 3410121000 | PC |  | 1 | CNGELI3 | [5 empty] | 1 | 0 | PC | 2019-09-12 | 0 | PC
VTT-OT-D172-E3S | JSZV17-10R 13800/110V 200VA/CL1.0 |  | 121EL-VT | 3GB |  | 12H | COMM | CS03 | Z001 | V |  | F | RM | PD | ZABB | HGQ | 3410121000 | PC |  | 1 | CNXIHE4 | [5 empty] | 1 | 0 | PC | 2010-07-12 | 0 | PC
VTT-OT-D181-D2S | JSZVR2-10C1 12.5/0.1kV, CL0.5/25VA |  | 121EL-VT | 3GB |  | 12H | COMM | CS03 | Z001 | V |  | F | RM | PD | ZABB | HGQ | 3410121000 | PC |  | 1 | CNXIHE4 | [5 empty] | 1 | 0 | PC | 2013-04-03 | 0 | PC
VTT-OT-D182-83 | JDZ17-15A 12.5/0.11kV 1.0级/100VA |  | 26XEL | 3GD |  | 12H | COMM | CS03 | Z001 | V |  | F |  | PD | ZABB | HGQ | 3410121000 | PC |  | 1 | CNDUYAN | [5 empty] | 1 | 0 | PC | 2018-12-06 | 0 | PC
VTT-OT-D221-D1S | JSZV13-20R 22000/100V SECONDARY:25VA/0.2 |  | 121EL-VT | 3GB |  | 12H | COMM | CS03 | Z001 | V |  | F | RM | PD | ZABB | HGQ | 3410121000 | PC |  | 1 | CNXIHE4 | [5 empty] | 1 | 0 | PC | 2013-06-19 | 0 | PC
VTT-OT-D2222-1113S | JSZV13-20R 22000/110/110V,15VA/CL 0.2 |  | 121EL-VT | 3GB |  | 12H | COMM | CS03 | Z001 | V |  | F | RM | PD | ZABB | HGQ | 3410121000 | PC |  | 1 | T_GUIHUA_YE | [5 empty] | 1 | 0 | PC | 2015-12-30 | 0 | PC
VTT-OT-D247-83 | JSZVR2-3C1 2.4/0.12 kV CL 1.0/100 VA; |  | 121EL-VT |  |  | B03 | COMM | CS03 | Z001 | V |  | F | RM | PD | ZABB | HGQ | 3410121000 | PC |  | 1 | CNXIHE4 | [5 empty] | 1 | 0 | PC | 2013-02-07 | 0 | PC
VTT-OT-D247-83S | JSZVR2-3C1 2.4/0.12 kV,CL 1.0/100 VA; |  | 121EL-VT | 3GB |  | 12H | COMM | CS03 | Z001 | V |  | F | RM | PD | ZABB | HGQ | 3410121000 | PC |  | 1 | CNXIHE4 | [5 empty] | 1 | 0 | PC | 2013-05-23 | 0 | PC
VTT-OT-D301-31 | JDZ11-35 30/0.1kV,SECONDARY:45VA/0.2 |  | 121EL-VT | 3GB |  | 12H | COMM | CS03 | Z001 | V |  | F | RM | PD | ZABB | HGQ | 3410121000 | PC |  | 1 | CNXIHE4 | [5 empty] | 1 | 0 | PC | 2009-06-10 | 0 | PC
VTT-OT-D331-11S | JSZV11-35R 33/0.1KV 15VA/CL0.2 |  | 121EL-VT | 3GB |  | 12H | COMM | CS03 | Z001 | V |  | F | RM | PD | ZABB | HGQ | 3410121000 | PC |  | 1 | CNGELI3 | [5 empty] | 1 | 0 | PC | 2019-09-26 | 0 | PC
VTT-OT-D331-42S | JSZV11-35R 33/0.1KV 50VA/CL0.5 |  | 121EL-VT | 3GD |  | 12H | COMM | CS03 | Z001 | V |  | F | RM | PD | ZABB | HGQ | 3410121000 | PC |  | 1 | CNDUYAN | [5 empty] | 1 | 0 | PC | 2020-08-13 | 0 | PC
VTT-OT-D331-82S | JSZV11-35R 33/0.1kV,SECONDARY:100VA/0.5 |  | 121EL-VT | 3GB |  | 12H | COMM | CS03 | Z001 | V |  | F | RM | PD | ZABB | HGQ | 3410121000 | PC |  | 1 | CNXIHE4 | [5 empty] | 1 | 0 | PC | 2009-05-15 | 0 | PC
VTT-OT-D341-31S | JSZV11-35R 34.5/0.1KV;45VA/CL0.2 |  | 121EL-VT | 3GB |  | 12H | COMM | CS03 | Z001 | V |  | F | RM | PD | ZABB | HGQ | 3410121000 | PC |  | 1 | CNXIHE4 | [5 empty] | 1 | 0 | PC | 2010-05-19 | 0 | PC
VTT-OT-D341-31S-1 | JSZV11-35R-B 34.5kV/0.1kV,CL0.2/45VA |  | 121EL-VT | 3GB |  | 12H | COMM | CS03 | Z001 | V |  | F | RM | PD | ZABB | HGQ | 3410121000 | PC |  | 1 | CNXIHE4 | [5 empty] | 1 | 0 | PC | 2014-05-23 | 0 | PC
VTT-OT-D341-A1S | JSZV11-35R 34.5/0.1KV 20VA/CL0.2 |  | 121EL-VT | 3GB |  | 12H | COMM | CS03 | Z001 | V |  | F | RM | PD | ZABB | HGQ | 3410121000 | PC |  | 1 | CNXIHE4 | [5 empty] | 1 | 0 | PC | 2013-02-25 | 0 | PC
VTT-OT-D3820-E030S | JSZV11-35R 38.5/0.11kV 200VA/CL1.0 |  | 121EL-VT | 3GB |  | 12H | COMM | CS03 | Z001 | V |  | F | RM | PD | ZABB | HGQ | 3410121000 | PC |  | 1 | CNXIHE4 | [5 empty] | 1 | 0 | PC | 2010-10-18 | 0 | PC
VTT-OT-D412-L3S | JSZVR2-3C2 3150/110V,150VA/CL1.0 |  | 121EL-VT | 3GB |  | 12H | COMM | CS03 | Z001 | V |  | F | RM | PD | ZABB | HGQ | 3410121000 | PC |  | 1 | CNDUYAN | [5 empty] | 1 | 0 | PC | 2018-06-01 | 0 | PC
VTT-OT-D422-83 | JDZ10-10C1 11400/110V 100VA/CL1.0 |  | 121EL-VT | 3GB |  | 12H | COMM | CS03 | Z001 | V |  | F | RM | PD | ZABB | HGQ | 3410121000 | PC |  | 1 | CNGELI3 | [5 empty] | 1 | 0 | PC | 2019-03-27 | 0 | PC
VTT-OT-G031-42S | JSZVR22-3C/150 3/0.1kV 50VA/CL 0.5 |  | 121EL-VT | 3GB |  | 12H | COMM | CS03 | Z001 | V |  | F | RM | PD | ZABB | HGQ | 3410121000 | PC |  | 1 | CNJOCHE21 | [5 empty] | 1 | 0 | PC | 2021-03-22 | 0 | PC
VTT-OT-G041-42 | JDZ22-3C1 3.3/0.1kV,0.5/50VA |  | 121EL-VT |  |  | B03 | COMM | CS03 | Z001 | V |  | F | RM | PD | ZABB | HGQ | 3410121000 | PC |  | 1 | CNXIHE4 | [5 empty] | 1 | 0 | PC | 2016-09-27 | 0 | PC
VTT-OT-G041-42S | JSZVR22-3C/210 3300/100V,50VA/CL0.5 |  | 121EL-VT |  |  | B03 | COMM | CS03 | Z001 | V |  | F | RM | PD | ZABB | HGQ | 3410121000 | PC |  | 1 | CNXIHE4 | [5 empty] | 1 | 0 | PC | 2016-09-27 | 0 | PC
VTT-OT-G042-42S | JSZVR22-3C/150 3300/110V,50VA/CL0.5 |  | 121EL-VT | 3GB |  | B12 | COMM | CS03 | Z001 | V |  | F | RM | PD | ZABB | HGQ | 3410121000 | PC |  | 1 | CNXIHE4 | [5 empty] | 1 | 0 | PC | 2013-07-05 | 0 | PC
VTT-OT-G042-42S-1 | JSZVR22-3C/150 3.3/0.11kV 50VA/CL 0.5 |  | 121EL-VT | 3GB |  | B12 | COMM | CS03 | Z001 | V |  | F | RM | PD | ZABB | HGQ | 3410121000 | PC |  | 1 | T_GUIHUA_YE | [5 empty] | 1 | 0 | PC | 2015-06-24 | 0 | PC
VTT-OT-G042-83 | JDZ22-10C1 3.3/0.11kV |  | 121EL-VT | 3GB |  | 12H | COMM | CS03 | Z001 | V |  | F | RM | PD | ZABB | HGQ | 3410121000 | PC |  | 1 | CNJOCHE21 | [5 empty] | 1 | 0 | PC | 2022-03-11 | 0 | PC
VTT-OT-G042-B5 | JDZ23-3 3.3/0.11kV 500VA/3.0 |  | 121EL-VT | 3GB |  | B12 | COMM | CS03 | Z001 | V |  | F | RM | PD | ZABB | HGQ | 3410121000 | PC |  | 1 | T_GUIHUA_YE | [5 empty] | 1 | 0 | PC | 2015-06-24 | 0 | PC
VTT-OT-G0612-KL27 | JDZ22-6C1 6KV/0.1/0.11kV |  | 121EL-VT |  |  | B03 | COMM | CS03 | Z001 | V |  | F | RM | PD | ZABB | HGQ | 3410121000 | PC |  | 1 | CNXIHE4 | [5 empty] | 1 | 0 | PC | 2017-09-08 | 0 | PC
VTT-OT-G0613-2G27 | JDZ23-6 6/ 0.1/0.22 kV |  | 121EL-CT | 3GB |  | 12H | COMM | CS03 | Z001 | V |  | F | RM | PD | ZABB | HGQ | 3410121000 | PC |  | 1 | CNJOCHE21 | [5 empty] | 1 | 0 | PC | 2021-02-04 | 0 | PC
VTT-OT-G062-83 | JDZ22-6C1 6/0.11kV,100VA/CL1.0 |  | 121EL-VT | 3GB |  | B12 | COMM | CS03 | Z001 | V |  | F | RM | PD | ZABB | HGQ | 3410121000 | PC |  | 1 | CNXIHE4 | [5 empty] | 1 | 0 | PC | 2015-02-13 | 0 | PC
VTT-OT-G071-22S | JSZVR22-6C/210 6600/100V，30VA/CL 0.5 |  | 121EL-VT | 3GB |  | B12 | COMM | CS03 | Z001 | V |  | F | RM | PD | ZABB | HGQ | 3410121000 | PC |  | 1 | T_GUIHUA_YE | [5 empty] | 1 | 0 | PC | 2016-03-16 | 0 | PC
VTT-OT-G071-42 | JDZ22-10C1 6.6/0.1kV,50VA/CL0.5 |  | 121EL-VT | 3GB |  | 12H | COMM | CS03 | Z001 | V |  | F | RM | PD | ZABB | HGQ | 3410121000 | PC |  | 1 | CNJOCHE21 | [5 empty] | 1 | 0 | PC | 2021-08-30 | 0 | PC
VTT-OT-G071-42-1 | JDZ22-10C1 6.6/0.1kV 50VA/CL0.5 |  | 121EL-VT | 3GB |  | 12H | COMM | CS03 | Z001 | V |  | F | RM | PD | ZABB | HGQ | 3410121000 | PC |  | 1 | CNJOCHE21 | [5 empty] | 1 | 0 | PC | 2021-08-30 | 0 | PC
VTT-OT-G0712-KL25S | JSZVR22-6C/210 6.3/0.1/0.11kV,0.5/10VA |  | 121EL-VT | 3GB |  | 12H | COMM | CS03 | Z001 | V |  | F | RM | PD | ZABB | HGQ | 3410121000 | PC |  | 1 | CNDUYAN | [5 empty] | 1 | 0 | PC | 2018-06-14 | 0 | PC
VTT-OT-G072-83 | JDZ22-6C1 6.6/0.11kV,100VA/CL1.0 |  | 121EL-VT | 3GB |  | B03 | COMM | CS03 | Z001 | V |  | F | RM | PD | ZABB | HGQ | 3410121000 | PC |  | 1 | CNSHZEN2 | [5 empty] | 1 | 0 | PC | 2017-02-09 | 0 | PC
VTT-OT-G072-83-2 | JDZ22-6C1 6.6/0.11kV CL1.0 100VA |  | 121EL-VT | 3GB |  | 12H | COMM | CS03 | Z001 | V |  | F | RM | PD | ZABB | HGQ | 3410121000 | PC |  | 1 | CNGELI3 | [5 empty] | 1 | 0 | PC | 2019-06-05 | 0 | PC
VTT-OT-G072-B5 | JDZ23-10 6.6/0.11kV 500VA/CL 3.0 |  | 121EL-VT | 3GB |  | 12H | COMM | CS03 | Z001 | V |  | F | RM | PD | ZABB | HGQ | 3410121000 | PC |  | 1 | CNJOCHE21 | [5 empty] | 1 | 0 | PC | 2021-08-30 | 0 | PC
VTT-OT-G072-QA | JDZ23-6 6.6/0.11kV 800VA/6P |  | 121EL-VT | 3GB |  | B12 | COMM | CS03 | Z001 | V |  | F | RM | PD | ZABB | HGQ | 3410121000 | PC |  | 1 | CNSASU2 | [5 empty] | 1 | 0 | PC | 2019-01-08 | 0 | PC
VTT-OT-G082-42S | JSZVR22-6C/210 6.3/ 0.11kV,50VA/CL0.5 |  | 121EL-VT | 3GB |  | B12 | COMM | CS03 | Z001 | V |  | F | RM | PD | ZABB | HGQ | 3410121000 | PC |  | 1 | CNXIHE4 | [5 empty] | 1 | 0 | PC | 2018-01-25 | 0 | PC
VTT-OT-G083-5A | JDZ22-6C1 6.3/0.22kV,60VA/CL6P |  | 121EL-VT |  |  | B03 | COMM | CS03 | Z001 | V |  | F | RM | PD | ZABB | HGQ | 3410121000 | PC |  | 1 | CNXIHE4 | [5 empty] | 1 | 0 | PC | 2016-09-26 | 0 | PC
VTT-OT-G092-83 | JDZ22-6C1 4.16/0.11kV 1.0/100VA |  | 121EL-VT | 3GB |  | 12H | COMM | CS03 | Z001 | V |  | F | RM | PD | ZABB | HGQ | 3410121000 | PC |  | 1 | CNDUYAN | [5 empty] | 1 | 0 | PC | 2018-06-20 | 0 | PC
VTT-OT-G0977-AA17 | JDZ22-6C1 4.16/0.12/0.12kV |  | 121EL-VT | 3GB |  | 12H | COMM | CS03 | Z001 | V |  | F | RM | PD | ZABB | HGQ | 3410121000 | PC |  | 1 | CNJOCHE21 | [5 empty] | 1 | 0 | PC | 2021-03-04 | 0 | PC
VTT-OT-G0977-AA17S | JSZVR22-6C/210 4.16/0.12/0.12kV |  | 121EL-VT | 3GB |  | 12H | COMM | CS03 | Z001 | V |  | F | RM | PD | ZABB | HGQ | 3410121000 | PC |  | 1 | CNJOCHE21 | [5 empty] | 1 | 0 | PC | 2021-03-04 | 0 | PC
VTT-OT-G101-11 | JSZVR10-10 10/0.1kV 0.2 15VA |  | 121EL-VT | 3GB |  | 12H | COMM | CS03 | Z001 | V |  | F | RM | PD | ZABB | HGQ | 3410121000 | PC |  | 1 | CNDUYAN | [5 empty] | 1 | 0 | PC | 2020-08-25 | 0 | PC
VTT-OT-G101-22S | JSZVR22-10C/210 10/0.1kV 30VA/CL0.5 |  | 121EL-VT | 3GB |  | B12 | COMM | CS03 | Z001 | V |  | F | RM | PD | ZABB | HGQ | 3410121000 | PC |  | 1 | CNSHZHA9 | [5 empty] | 1 | 0 | PC | 2018-08-22 | 0 | PC
VTT-OT-G101-42S | JSZVR22-10C/210 10/0.1kV 0.5 50VA |  | 121EL-VT |  |  | 129 | COMM | CS03 | Z001 | V |  | F | RM | PD | ZABB | HGQ | 3410121000 | PC |  | 1 | CNDUYAN | [5 empty] | 1 | 0 | PC | 2020-06-29 | 0 | PC
VTT-OT-G101-47S | JSZVR22-10C/210 10/0.1 KV CL3P 50VA |  | 121EL-VT | 3GB |  | 12H | COMM | CS03 | Z001 | V |  | F | RM | PD | ZABB | HGQ | 3410121000 | PC |  | 1 | CNGELI3 | [5 empty] | 1 | 0 | PC | 2019-11-25 | 0 | PC
VTT-OT-G101-47S-1 | JSZVR22-10C/275 10/0.1 KV CL3P 50VA |  | 121EL-VT | 3GB |  | 12H | COMM | CS03 | Z001 | V |  | F | RM | PD | ZABB | HGQ | 3410121000 | PC |  | 1 | CNGELI3 | [5 empty] | 1 | 0 | PC | 2019-11-25 | 0 | PC
VTT-OT-G101-83 | JDZ22-10C1 10000/100V 100VA/CL1.0 |  | 121EL-VT |  |  | B03 | COMM | CS03 | Z001 | V |  | F | RM | PD | ZABB | HGQ | 3410121000 | PC |  | 1 | CNXIHE4 | [5 empty] | 1 | 0 | PC | 2017-08-15 | 0 | PC
VTT-OT-G101-K2 | JSZVR22-10C/150 10/0.1kV 0.5 10VA" |  | 121EL-VT |  |  | 129 | COMM | CS03 | Z001 | V |  | F | RM | PD | ZABB | HGQ | 3410121000 | PC |  | 1 | CNJISU10 | [5 empty] | 1 | 0 | PC | 2022-01-20 | 0 | PC
VTT-OT-G102-83 | JDZ22-10C1 10000/110V 100VA/CL1.0 |  | 121EL-VT | 3GB |  | 12H | COMM | CS03 | Z001 | V |  | F | RM | PD | ZABB | HGQ | 3410121000 | PC |  | 1 | CNXIHE4 | [5 empty] | 1 | 0 | PC | 2017-09-08 | 0 | PC
VTT-OT-G102-L3 | JDZ22-10C1 10000/110V 150VA/CL1.0 |  | 121EL-VT | 3GB |  | B12 | COMM | CS03 | Z001 | V |  | F | RM | PD | ZABB | HGQ | 3410121000 | PC |  | 1 | CNXIHE4 | [5 empty] | 1 | 0 | PC | 2017-09-08 | 0 | PC
VTT-OT-G103-E3 | JDZ23-10 10/0.22kV 200VA/1.0 |  | 121EL-VT | 3GB |  | B12 | COMM | CS03 | Z001 | V |  | F | RM | PD | ZABB | HGQ | 3410121000 | PC |  | 1 | CNXIHE4 | [5 empty] | 1 | 0 | PC | 2017-10-31 | 0 | PC
VTT-OT-G111-42S | JSZVR22-10C/150 11/0.1kV 50VA/CL0.5 |  | 121EL-VT | 3GB |  | 12H | COMM | CS03 | Z001 | V |  | F | RM | PD | ZABB | HGQ | 3410121000 | PC |  | 1 | CNJOCHE21 | [5 empty] | 1 | 0 | PC | 2021-04-30 | 0 | PC
VTT-OT-G111-42S-1 | JSZVR22-10C/210 11/0.1kV 50VA/CL0.5 |  | 121EL-VT | 3GB |  | 12H | COMM | CS03 | Z001 | V |  | F | RM | PD | ZABB | HGQ | 3410121000 | PC |  | 1 | CNJOCHE21 | [5 empty] | 1 | 0 | PC | 2021-04-30 | 0 | PC
VTT-OT-G111-A1 | JDZ22-10C1 11/0.1kV 20VA/CL0.2 |  | 121EL-VT | 3GB |  | 12H | COMM | CS03 | Z001 | V |  | F | RM | PD | ZABB | HGQ | 3410121000 | PC |  | 1 | CNDUYAN | [5 empty] | 1 | 0 | PC | 2020-09-09 | 0 | PC
VTT-OT-G1112-KL25S | JSZVR22-10C/150 11/0.1/0.11kV,0.5/3.0 |  | 121EL-VT | 3GB |  | B12 | COMM | CS03 | Z001 | V |  | F | RM | PD | ZABB | HGQ | 3410121000 | PC |  | 1 | CNDUYAN | [5 empty] | 1 | 0 | PC | 2018-03-29 | 0 | PC
VTT-OT-G1112-KL27S | JSZVR22-10C/210 11kv/0.1/0/11kV |  | 121EL-VT | 3GB |  | B12 | COMM | CS03 | Z001 | V |  | F | RM | PD | ZABB | HGQ | 3410121000 | PC |  | 1 | CNXIHE4 | [5 empty] | 1 | 0 | PC | 2017-09-08 | 0 | PC
VTT-OT-G1113-4G25S | JSZVR22-10C/210 11000/100V/220V |  | 121EL-VT | 3GB |  | 12H | COMM | CS03 | Z001 | V |  | F | RM | PD | ZABB | HGQ | 3410121000 | PC |  | 1 | CNGELI3 | [5 empty] | 1 | 0 | PC | 2019-11-20 | 0 | PC
VTT-OT-G112-11S | JSZVR22-10C/150 11 kV /0.11 kV |  | 121EL-VT | 3GB |  | B12 | COMM | CS03 | Z001 | V |  | F | RM | PD | ZABB | HGQ | 3410121000 | PC |  | 1 | CNXIHE4 | [5 empty] | 1 | 0 | PC | 2017-05-12 | 0 | PC
VTT-OT-G112-22 | JDZ22-10C1 11/0.11kV 30VA/CL0.5 |  | 121EL-VT |  |  | B03 | COMM | CS03 | Z001 | V |  | F | RM | PD | ZABB | HGQ | 3410121000 | PC |  | 1 | CNXIHE4 | [5 empty] | 1 | 0 | PC | 2016-04-25 | 0 | PC
VTT-OT-G112-22S | JSZVR22-10C/150 11 kV /0.11 kV, |  | 121EL-VT | 3GB |  | B12 | COMM | CS03 | Z001 | V |  | F | RM | PD | ZABB | HGQ | 3410121000 | PC |  | 1 | CNXIHE4 | [5 empty] | 1 | 0 | PC | 2017-05-12 | 0 | PC
VTT-OT-G112-83 | JDZ22-10C1 11000/110V 100VA/CL1.0 |  | 121EL-VT | 3GB |  | B12 | COMM | CS03 | Z001 | V |  | F | RM | PD | ZABB | HGQ | 3410121000 | PC |  | 1 | CNXIHE4 | [5 empty] | 1 | 0 | PC | 2017-09-09 | 0 | PC
VTT-OT-G112-83-1 | JDZ22-10C1 11/0.11KV,CL1.0 100VA |  | 26XEL | 3GB |  | 12H | COMM | CS03 | Z001 | V |  | F |  | PD | ZABB | HGQ | 3410121000 | PC |  | 1 | CNDUYAN | [5 empty] | 1 | 0 | PC | 2018-06-19 | 0 | PC
VTT-OT-G112-83-2 | JDZ22-10C1 11000/110V 100VA/CL1.0 |  | 121EL-VT | 3GB |  | 12H | COMM | CS03 | Z001 | V |  | F | RM | PD | ZABB | HGQ | 3410121000 | PC |  | 1 | CNGELI3 | [5 empty] | 1 | 0 | PC | 2020-04-29 | 0 | PC
VTT-OT-G112-83S | JSZVR22-10C/150 11 kV¦0.11 kV 100VA/CL1. |  | 121EL-VT | 3GB |  | B12 | COMM | CS03 | Z001 | V |  | F | RM | PD | ZABB | HGQ | 3410121000 | PC |  | 1 | CNXIHE4 | [5 empty] | 1 | 0 | PC | 2016-07-11 | 0 | PC
VTT-OT-G112-83S-1 | JSZVR22-10C/150 11 kV:0.11 kV,100VA/CL1. |  | 121EL-VT | 3GB |  | B12 | COMM | CS03 | Z001 | V |  | F | RM | PD | ZABB | HGQ | 3410121000 | PC |  | 1 | CNXIHE4 | [5 empty] | 1 | 0 | PC | 2016-11-16 | 0 | PC
VTT-OT-G112-A1 | JDZ22-10C1 11/0.11kV 20VA/CL0.2 |  | 121EL-VT |  |  | 129 | COMM | CS03 | Z001 | V |  | F | RM | PD | ZABB | HGQ | 3410121000 | PC |  | 1 | CNDUYAN | [5 empty] | 1 | 0 | PC | 2020-08-14 | 0 | PC
VTT-OT-G138-42S | JSZVR22-10C/150 13.8/0.115kV 50VA/CL 0.5 |  | 121EL-VT | 3GB |  | B12 | COMM | CS03 | Z001 | V |  | F | RM | PD | ZABB | HGQ | 3410121000 | PC |  | 1 | CNXIHE4 | [5 empty] | 1 | 0 | PC | 2015-04-20 | 0 | PC
VTT-OT-G142-52S | JSZVR2-10C1 10.5kV/110V |  | 121EL-VT |  |  | 129 | COMM | CS03 | Z001 | V |  | F | RM | PD | ZABB | HGQ | 3410121000 | PC |  | 1 | CNJOCHE21 | [5 empty] | 1 | 0 | PC | 2021-08-13 | 0 | PC
VTT-OT-G162-83 | JDZ22-10C1 13.2/0.11kV,SECONDARY:100VA/ |  | 121EL-VT | 3GB |  | 12H | COMM | CS03 | Z001 | V |  | F | RM | PD | ZABB | HGQ | 3410121000 | PC |  | 1 | CNJOCHE21 | [5 empty] | 1 | 0 | PC | 2021-11-12 | 0 | PC
VTT-OT-G171-42S | JSZVR22-10C/150 13.8/0.1kV 50VA/CL0.5 |  | 121EL-VT | 3GB |  | B12 | COMM | CS03 | Z001 | V |  | F | RM | PD | ZABB | HGQ | 3410121000 | PC |  | 1 | CNXIHE4 | [5 empty] | 1 | 0 | PC | 2016-06-27 | 0 | PC
VTT-OT-G171-K1 | JDZ22-10C1 13.8/0.1kV 10VA/CL0.2 |  | 121EL-VT | 3GB |  | B12 | COMM | CS03 | Z001 | V |  | F | RM | PD | ZABB | HGQ | 3410121000 | PC |  | 1 | CNXIHE4 | [5 empty] | 1 | 0 | PC | 2017-04-11 | 0 | PC
VTT-OT-G172-43S | JSZVR22-10C/210 13.8/ 0.11kV,50VA/CL1 |  | 121EL-VT | 3GB |  | B12 | COMM | CS03 | Z001 | V |  | F | RM | PD | ZABB | HGQ | 3410121000 | PC |  | 1 | CNXIHE4 | [5 empty] | 1 | 0 | PC | 2018-01-25 | 0 | PC
VTT-OT-G172-83 | JDZ22-10C1 13.8/0.11kV 100VA/CL 1.0 |  | 121EL-VT | 3GB |  | 12H | COMM | CS03 | Z001 | V |  | F | RM | PD | ZABB | HGQ | 3410121000 | PC |  | 1 | CNDUYAN | [5 empty] | 1 | 0 | PC | 2020-06-05 | 0 | PC
VTT-OT-G172-83S | JSZVR22-10C/150 13.8/0.11kV 100VA/CL 1 |  | 121EL-VT | 3GB |  | B12 | COMM | CS03 | Z001 | V |  | F | RM | PD | ZABB | HGQ | 3410121000 | PC |  | 1 | CNXIHE4 | [5 empty] | 1 | 0 | PC | 2017-11-20 | 0 | PC
VTT-OT-G172-83S-1 | JSZVR22-10C/210 13.8/ 0.11kV,100VA/CL1 |  | 121EL-VT | 3GB |  | B12 | COMM | CS03 | Z001 | V |  | F | RM | PD | ZABB | HGQ | 3410121000 | PC |  | 1 | CNDUYAN | [5 empty] | 1 | 0 | PC | 2018-03-19 | 0 | PC
VTT-OT-G331-42 | JDZ22-35 33/0.1 kV |  | 121EL-VT |  |  | 129 | COMM | CS03 | Z001 | V |  | F | RM | PD | ZABB | HGQ | 3410121000 | PC |  | 1 | CNDUYAN | [5 empty] | 1 | 0 | PC | 2020-08-12 | 0 | PC
VTT-OT-G331-42S | JSZVR22-35-D 33/ 0.1kV 50VA/0.5 |  | 121EL-VT |  |  | 129 | COMM | CS03 | Z001 | V |  | F | RM | PD | ZABB | HGQ | 3410121000 | PC |  | 1 | CNDUYAN | [5 empty] | 1 | 0 | PC | 2020-08-12 | 0 | PC
VTT-OT-G331-A1S | JSZVR22-35 33/0.1kV |  | 121EL-VT | 3GB |  | 12H | COMM | CS03 | Z001 | V |  | F | RM | PD | ZABB | HGQ | 3410121000 | PC |  | 1 | CNJOCHE21 | [5 empty] | 1 | 0 | PC | 2021-09-17 | 0 | PC
VTT-OT-G351-22 | JDZ22-35 35/0.1 kV 30VA/0.5 |  | 121EL-VT | 3GB |  | B12 | COMM | CS03 | Z001 | V |  | F | RM | PD | ZABB | HGQ | 3410121000 | PC |  | 1 | T_GUIHUA_YE | [5 empty] | 1 | 0 | PC | 2016-03-02 | 0 | PC
VTT-OT-G401-42S | JSZVR22-3C/210 3450/100V,50VA/CL0.5 |  | 121EL-VT | 3GB |  | B12 | COMM | CS03 | Z001 | V |  | F | RM | PD | ZABB | HGQ | 3410121000 | PC |  | 1 | CNXIHE4 | [5 empty] | 1 | 0 | PC | 2016-12-13 | 0 | PC
VTT-OT-G422-83 | JDZ22-10C1 11.4/0.11KV,SECONDARY:100VA/C |  | 121EL-VT | 3GB |  | 12H | COMM | CS03 | Z001 | V |  | F | RM | PD | ZABB | HGQ | 3410121000 | PC |  | 1 | CNJISU10 | [5 empty] | 1 | 0 | PC | 2022-03-31 | 0 | PC
VTT-OT-G622-42S | JSZVR22-10C/150 11.4/0.11kV 50VA/CL 0.5 |  | 121EL-VT | 3GB |  | B12 | COMM | CS03 | Z001 | V |  | F | RM | PD | ZABB | HGQ | 3410121000 | PC |  | 1 | T_GUIHUA_YE | [5 empty] | 1 | 0 | PC | 2015-06-24 | 0 | PC
VTT-OT-G622-B5 | JDZ23-10 11.4/0.11kV 500VA/3.0 |  | 121EL-VT | 3GB |  | B12 | COMM | CS03 | Z001 | V |  | F | RM | PD | ZABB | HGQ | 3410121000 | PC |  | 1 | T_GUIHUA_YE | [5 empty] | 1 | 0 | PC | 2015-06-24 | 0 | PC
VTT-OT-R2722-D223S | GBEA 36 ASL size 22 27.5/0.11/0.11kV |  | 121EL-VT | 3GB |  | S01 | COMM | CS03 | Z001 | V |  | F | RM | PD | ZABB | HGQ | 3410121000 | PC |  | 1 | T_GUIHUA_YE | [5 empty] | 1 | 0 | PC | 2015-11-16 | 0 | PC
VTT-OT-R278-K3S | GBEA 36 ASL size 22 27.5/0.1kV CL 1/10VA |  | 121EL-VT | 3GB |  | S01 | COMM | CS03 | Z001 | V |  | F | RM | PD | ZABB | HGQ | 3410121000 | PC |  | 1 | CNXIHE4 | [5 empty] | 1 | 0 | PC | 2012-05-10 | 0 | PC
VTT-OT-T097-22 | URZ10 4.16/.12KV,SECONDARY: 30VA/CL0.5 |  | 121EL-VT | 3GB |  | S52 | COMM | CS03 | Z001 | V |  | F | RM | PD | ZABB | HGQ | 3410121000 | PC |  | 1 | CNXIHE4 | [5 empty] | 1 | 0 | PC | 2013-12-12 | 0 | PC
VTT-OT-T10142S/210 | URZD10/210 10/0.1kV SECONDARY:50VA/0.5 |  | 121EL-VT | 3GB |  | S52 | COMM | CS03 | Z001 | V |  | F | RM | PD | ZABB | HGQ | 3410121000 | PC |  | 1 | CNXIHE4 | [5 empty] | 1 | 0 | PC | 2010-04-28 | 0 | PC
VTT-R271-46 | VEGMB31.5-0.5;27.5/0.1kV;CL0.5(3P)级;容量：5 |  | 121EL-VT | 3GB |  | S01 | COMM | CS03 | Z001 | V |  | F | RM | PD | ZABB | HGQ | 3410121000 | PC |  | 1 | CNXIHE4 | [5 empty] | 1 | 0 | PC | 2011-03-04 | 0 | PC
VTT-R271-46-1 | VEGMB31.5-0.5;27.5/0.1kV;CL0.5(3P)级 |  | 121EL-VT |  |  | B03 | COMM | CS03 | Z001 | V |  | F | RM | PD | ZABB | HGQ | 3410121000 | PC |  | 1 | CNXIHE4 | [5 empty] | 1 | 0 | PC | 2012-04-13 | 0 | PC
VTT-S101-22 | JDZ10-10 10/0.1KV 0.5/30VA |  | 26XEL | 3GD |  | 12H | COMM | CS03 | Z001 | V |  | F |  | PD | ZABB | HGQ | 3410121000 | PC |  | 1 | Y_PPM_01 | [5 empty] | 1 | 0 | PC | 2007-12-04 | 0 | PC
VTT-T031-22 | RZL10 3/0.1KV 30VA CL0.5 |  | 121EL | 3GB |  | S52 | COMM | CS03 | Z001 | V |  | F | RM | PD | ZABB | HGQ | 3410120000 | PC |  | 1 | Y_PPM_01 | [5 empty] | 1 | 0 | PC | 2007-12-04 | 0 | PC
VTT-T031-42S/150 | URZD10/150 3/0.1kV,SECONDARY:50VA/0.5 |  | 121EL | 3GB |  | S52 | COMM | CS03 | Z001 | V |  | F | EL | PD | ZABB | HGQ | 3410120000 | PC |  | 1 | Y_PPM_01 | [5 empty] | 1 | 0 | PC | 2007-12-04 | 0 | PC
VTT-T031-42S/210 | URZD10/210 3/0.1kV,SECONDARY:50VA/0.5 |  | 121EL | 3GB |  | S52 | COMM | CS03 | Z001 | V |  | F | RM | PD | ZABB | HGQ | 3410121000 | PC |  | 1 | CNXIHE4 | [5 empty] | 1 | 0 | PC | 2008-02-21 | 0 | PC
VTT-T031-83S | URZD10/210 3000/100V 100VA/CL1.0 W.TUBE |  | 121EL-VT | 3GB |  | S52 | COMM | CS03 | Z001 | V |  | F | RM | PD | ZABB | HGQ | 3410121000 | PC |  | 1 | T_GUIHUA_YE | [5 empty] | 1 | 0 | PC | 2013-04-22 | 0 | PC
VTT-T031-83S/275 | URZD10/275 3000/100V,100VA/CL1.0 |  | 121EL-VT |  |  | B03 | COMM | CS03 | Z001 | V |  | F | RM | PD | ZABB | HGQ | 3410121000 | PC |  | 1 | CNXIHE4 | [5 empty] | 1 | 0 | PC | 2013-05-15 | 0 | PC
VTT-T032-22 | RZL10 3/0.11KV 30VA CL0.5 |  | 121EL | 3GB |  | B03 | COMM | CS03 | Z001 | V |  | F | RM | PD | ZABB | HGQ | 3410120000 | PC |  | 1 | Y_PPM_01 | [5 empty] | 1 | 0 | PC | 2007-12-04 | 0 | PC
VTT-T032-83 | URZ10 3/0.11KV 1 100VA |  | 121EL-VT | 3GB |  | S52 | COMM | CS03 | Z001 | V |  | F | RM | PD | ZABB | HGQ | 3410121000 | PC |  | 1 | CNGELI3 | [5 empty] | 1 | 0 | PC | 2019-05-08 | 0 | PC
VTT-T032-83S/150 | URZD10/150 3/0.11kV,SECONDARY:100VA/1.0 |  | 121EL |  |  | 12Q | COMM | CS03 | Z001 | V |  | F | RM | PD | ZABB | HGQ | 3410120000 | PC |  | 1 | Y_PPM_01 | [5 empty] | 1 | 0 | PC | 2007-12-04 | 0 | PC
VTT-T033-B5 | UNZ10 3/0.22KV 500VA CL3.0 |  | 121EL | 3GB |  | S52 | COMM | CS03 | Z001 | V |  | F | EL | PD | ZABB | HGQ | 3410120000 | PC |  | 1 | Y_PPM_01 | [5 empty] | 1 | 0 | PC | 2007-12-04 | 0 | PC
VTT-T033-G0S/210 | URZD10/210 3/0.22KV 供电用300VA |  | 121EL | 3GB |  | S52 | COMM | CS03 | Z001 | V |  | F | RM | PD | ZABB | HGQ | 3410121000 | PC |  | 1 | CNXIHE4 | [5 empty] | 1 | 0 | PC | 2008-02-22 | 0 | PC
VTT-T041-22 | RZL10 3.3/0.1KV 30VA CL0.5 |  | 121EL | 3GB |  | S52 | COMM | CS03 | Z001 | V |  | F | RM | PD | ZABB | HGQ | 3410120000 | PC |  | 1 | Y_PPM_01 | [5 empty] | 1 | 0 | PC | 2007-12-04 | 0 | PC
VTT-T041-42S/150 | URZD10/150 3.3/0.1KV 50VA CL0.5 |  | 121EL | 3GB |  | S52 | COMM | CS03 | Z001 | V |  | F | EL | PD | ZABB | HGQ | 3410120000 | PC |  | 1 | Y_PPM_01 | [5 empty] | 1 | 0 | PC | 2007-12-04 | 0 | PC
VTT-T042-B5 | UNZ10 3300/110V,500VA/CL3.0 |  | 121EL-VT | 3GB |  | S52 | COMM | CS03 | Z001 | V |  | F | RM | PD | ZABB | HGQ | 3410121000 | PC |  | 1 | CNXIHE4 | [5 empty] | 1 | 0 | PC | 2013-07-04 | 0 | PC
VTT-T061-11 | RZL10 6/0.1kV,SECONDARY:15VA/0.2 |  | 121EL | 3GB |  | S52 | COMM | CS03 | Z001 | V |  | F | RM | PD | ZABB | HGQ | 3410120000 | PC |  | 1 | Y_PPM_01 | [5 empty] | 1 | 0 | PC | 2007-12-04 | 0 | PC
VTT-T061-11-1 | URZ10 6/0.1kV,SECONDARY:15VA/0.2 |  | 121EL | 3GB |  | S52 | COMM | CS03 | Z001 | V |  | F | EL | PD | ZABB | HGQ | 3410120000 | PC |  | 1 | Y_PPM_01 | [5 empty] | 1 | 0 | PC | 2007-12-04 | 0 | PC
VTT-T061-11S | URZD10/150 6/0.1kV,SECONDARY:15VA/0.2 |  | 121EL-VT | 3GD |  | S52 | COMM | CS03 | Z001 | V |  | F | RM | PD | ZABB | HGQ | 3410121000 | PC |  | 1 | CNGELI3 | [5 empty] | 1 | 0 | PC | 2020-03-19 | 0 | PC
VTT-T061-11S/210 | URZD10/210 6/0.1kV 15VA CL0.2 |  | 121EL-VT | 3GB |  | S52 | COMM | CS03 | Z001 | V |  | F | RM | PD | ZABB | HGQ | 3410121000 | PC |  | 1 | CNXIHE4 | [5 empty] | 1 | 0 | PC | 2011-02-28 | 0 | PC
VTT-T061-12S/150 | URZD10/150 6/0.1kV,SECONDARY:15VA/0.5 |  | 121EL | 3GB |  | 12Q | COMM | CS03 | Z001 | V |  | F | RM | PD | ZABB | HGQ | 3410120000 | PC |  | 1 | Y_PPM_01 | [5 empty] | 1 | 0 | PC | 2007-12-04 | 0 | PC
VTT-T061-21S/275 | URZD10/275 6/0.1kV,30VA/CL0.2 |  | 121EL-VT | 3GB |  | S52 | COMM | CS03 | Z001 | V |  | F | RM | PD | ZABB | HGQ | 3410121000 | PC |  | 1 | CNXIHE4 | [5 empty] | 1 | 0 | PC | 2014-09-26 | 0 | PC
VTT-T061-22 | RZL10 6/0.1kV SECONDARY:30VA/0.5 |  | 121EL | 3GB |  | S52 | COMM | CS03 | Z001 | V |  | F | RM | PD | ZABB | HGQ | 3410120000 | PC |  | 1 | Y_PPM_01 | [5 empty] | 1 | 0 | PC | 2007-12-04 | 0 | PC
VTT-T061-22S | URZD10/210 6/0.1kV 30VA CL0.5 |  | 121EL-VT | 3GB |  | S52 | COMM | CS03 | Z001 | V |  | F | RM | PD | ZABB | HGQ | 3410121000 | PC |  | 1 | CNXIHE4 | [5 empty] | 1 | 0 | PC | 2011-07-14 | 0 | PC
VTT-T061-22S-1 | URZD10/275 6/0.1kV,SECONDARY:30VA/0.5 |  | 121EL-VT | 3GB |  | S52 | COMM | CS03 | Z001 | V |  | F | RM | PD | ZABB | HGQ | 3410121000 | PC |  | 1 | CNJOCHE21 | [5 empty] | 1 | 0 | PC | 2022-01-25 | 0 | PC
VTT-T061-41 | UNZ10 6/0.1KV 50VA CL0.2 |  | 121EL | 3GB |  | S52 | COMM | CS03 | Z001 | V |  | F | EL | PD | ZABB | HGQ | 3410120000 | PC |  | 1 | Y_PPM_01 | [5 empty] | 1 | 0 | PC | 2007-12-04 | 0 | PC
VTT-T061-42 | URZ10 6/0.1kV,SECONDARY:50VA/0.5 |  | 121EL | 3GB |  | S52 | COMM | CS03 | Z001 | V |  | F | EL | PD | ZABB | HGQ | 3410120000 | PC |  | 1 | Y_PPM_01 | [5 empty] | 1 | 0 | PC | 2007-12-04 | 0 | PC
VTT-T061-42S | URZD10/150 6/0.1kV,SECONDARY:50VA/0.5 |  | 121EL-VT | 3GB |  | S52 | COMM | CS03 | Z001 | V |  | F | RM | PD | ZABB | HGQ | 3410121000 | PC |  | 1 | CNXIHE4 | [5 empty] | 1 | 0 | PC | 2012-12-14 | 0 | PC
VTT-T061-42S-1 | URZD10/210 6/0.1kV，50VA/CL 0.5 |  | 121EL-VT | 3GB |  | S52 | COMM | CS03 | Z001 | V |  | F | RM | PD | ZABB | HGQ | 3410121000 | PC |  | 1 | CNDUYAN | [5 empty] | 1 | 0 | PC | 2020-11-19 | 0 | PC
VTT-T061-42S/150 | URZD10/150 6/0.1kV,SECONDARY:50VA/0.5 |  | 121EL | 3GB |  | S52 | COMM | CS03 | Z001 | V |  | F | RM | PD | ZABB | HGQ | 3410120000 | PC |  | 1 | Y_PPM_01 | [5 empty] | 1 | 0 | PC | 2007-12-04 | 0 | PC
VTT-T061-42S/210 | URZD10/210 6/0.1KV 50VA CL0.5 |  | 121EL | 3GB |  | S52 | COMM | CS03 | Z001 | V |  | F | EL | PD | ZABB | HGQ | 3410120000 | PC |  | 1 | Y_PPM_01 | [5 empty] | 1 | 0 | PC | 2007-12-04 | 0 | PC
VTT-T061-42S/275 | URZD10/275 6/0.1kV,SECONDARY:50VA/0.5 |  | 121EL | 3GB |  | S52 | COMM | CS03 | Z001 | V |  | F | EL | PD | ZABB | HGQ | 3410120000 | PC |  | 1 | Y_PPM_01 | [5 empty] | 1 | 0 | PC | 2007-12-04 | 0 | PC
VTT-T061-42T | UNZ10-Q 6/0.1kV |  | 121EL-VT |  |  | 129 | COMM | CS03 | Z001 | V |  | F | RM | PD | ZABB | HGQ | 3410121000 | PC |  | 1 | CNMAZHA43 | [5 empty] | 1 | 0 | PC | 2019-05-23 | 0 | PC
VTT-T061-62S/275 | URZD10/275 6/0.1kV,SECONDARY:75VA/0.5 |  | 121EL | 3GB |  | S52 | COMM | CS03 | Z001 | V |  | F | RM | PD | ZABB | HGQ | 3410120000 | PC |  | 1 | Y_PPM_01 | [5 empty] | 1 | 0 | PC | 2007-12-04 | 0 | PC
VTT-T061-82S/150 | URZD10/150 6/0.1kV,SECONDARY:100VA/1.0 |  | 121EL | 3GB |  | 12Q | COMM | CS03 | Z001 | V |  | F | EL | PD | ZABB | HGQ | 3410120000 | PC |  | 1 | Y_PPM_01 | [5 empty] | 1 | 0 | PC | 2007-12-04 | 0 | PC
VTT-T061-83S/210 | URZD10/210 6/0.1KV 100VA CL1.0 |  | 121EL | 3GB |  | S52 | COMM | CS03 | Z001 | V |  | F | EL | PD | ZABB | HGQ | 3410120000 | PC |  | 1 | Y_PPM_01 | [5 empty] | 1 | 0 | PC | 2007-12-04 | 0 | PC
VTT-T061-A1S/210 | URZD10/210 6000/100V,20VA/CL0.2 |  | 121EL-VT | 3GB |  | S52 | COMM | CS03 | Z001 | V |  | F | RM | PD | ZABB | HGQ | 3410121000 | PC |  | 1 | CNXIHE4 | [5 empty] | 1 | 0 | PC | 2013-08-16 | 0 | PC
VTT-T061-A2S | URZD10/210 6000/100V 20VA/CL0.5 |  | 121EL-VT |  |  | B03 | COMM | CS03 | Z001 | V |  | F | RM | PD | ZABB | HGQ | 3410121000 | PC |  | 1 | CNXIHE4 | [5 empty] | 1 | 0 | PC | 2016-04-08 | 0 | PC
VTT-T061-A2S/275 | URZD10/275 6/0.1kV,SECONDARY:20VA/0.5 |  | 121EL-VT | 3GB |  | S52 | COMM | CS03 | Z001 | V |  | F | RM | PD | ZABB | HGQ | 3410121000 | PC |  | 1 | CNXIHE4 | [5 empty] | 1 | 0 | PC | 2010-02-26 | 0 | PC
VTT-T061-D1S/150 | URZD10/150 6/0.1kV,SECONDARY:25VA/0.2 |  | 121EL | 3GB |  | S52 | COMM | CS03 | Z001 | V |  | F | RM | PD | ZABB | HGQ | 3410120000 | PC |  | 1 | Y_PPM_01 | [5 empty] | 1 | 0 | PC | 2007-12-04 | 0 | PC
VTT-T0611-52S | URZD10/210 6/0.1KV 60VA/ CL0.5 |  | 121EL-VT | 3GB |  | S52 | COMM | CS03 | Z001 | V |  | F | RM | PD | ZABB | HGQ | 3410121000 | PC |  | 1 | CNJISU10 | [5 empty] | 1 | 0 | PC | 2022-04-08 | 0 | PC
VTT-T06111112S/275 | URZD10/275 6/0.1/0.1KV,15VA/0.2,15VA/0.5 |  | 121EL | 3GB |  | S52 | COMM | CS03 | Z001 | V |  | F | EL | PD | ZABB | HGQ | 3410120000 | PC |  | 1 | Y_PPM_01 | [5 empty] | 1 | 0 | PC | 2007-12-04 | 0 | PC
VTT-T062-42S/210 | URZD10/210 6/0.11KV 50VA CL0.5 |  | 121EL-VT | 3GB |  | S52 | COMM | CS03 | Z001 | V |  | F | RM | PD | ZABB | HGQ | 3410121000 | PC |  | 1 | CNXIHE4 | [5 empty] | 1 | 0 | PC | 2009-07-14 | 0 | PC
VTT-T062-42S/275 | URZD10/275 6/0.11KV 50VA CL0.5 |  | 121EL-VT | 3GB |  | S52 | COMM | CS03 | Z001 | V |  | F | RM | PD | ZABB | HGQ | 3410121000 | PC |  | 1 | CNXIHE4 | [5 empty] | 1 | 0 | PC | 2009-07-14 | 0 | PC
VTT-T062-52S/210 | URZD10/210 6/0.11KV 60VA/ CL0.5 |  | 121EL-VT | 3GB |  | S52 | COMM | CS03 | Z001 | V |  | F | RM | PD | ZABB | HGQ | 3410121000 | PC |  | 1 | CNXIHE4 | [5 empty] | 1 | 0 | PC | 2010-05-14 | 0 | PC
VTT-T062-82S/150 | URZD10/150 6/0.11kV,SECONDARY:100VA/1.0 |  | 121EL | 3GB |  | S52 | COMM | CS03 | Z001 | V |  | F | EL | PD | ZABB | HGQ | 3410120000 | PC |  | 1 | Y_PPM_01 | 6-2176 |  |  |  |  | 1 | 0 | PC | 2007-12-04 | 0 | PC
VTT-T062-B5 | UNZ10 6/0.11KV 500VA CL3.0 |  | 121EL | 3GB |  | S52 | COMM | CS03 | Z001 | V |  | F | RM | PD | ZABB | HGQ | 3410120000 | PC |  | 1 | Y_PPM_01 | [5 empty] | 1 | 0 | PC | 2007-12-04 | 0 | PC
VTT-T062-B5-1 | UNZ10-Q 6/0.11kV,SECONDARY:500VA/3 |  | 121EL-VT | 3GB |  | S52 | COMM | CS03 | Z001 | V |  | F | RM | PD | ZABB | HGQ | 3410121000 | PC |  | 1 | CNXIHE4 | [5 empty] | 1 | 0 | PC | 2012-12-18 | 0 | PC
VTT-T063-B5 | UNZ10 6/0.22KV 500VA CL3.0 |  | 121EL | 3GB |  | S52 | COMM | CS03 | Z001 | V |  | F | RM | PD | ZABB | HGQ | 3410120000 | PC |  | 1 | Y_PPM_01 | [5 empty] | 1 | 0 | PC | 2007-12-04 | 0 | PC
VTT-T064-C0 | UNZS10 6/0.23KV 1200VA UNZS10 |  | 121EL | 3GB |  | S52 | COMM | CS03 | Z001 | V |  | F | RM | PD | ZABB | HGQ | 3410120000 | PC |  | 1 | Y_PPM_01 | [5 empty] | 1 | 0 | PC | 2007-12-04 | 0 | PC
VTT-T065-B5 | UNZ10 6.6/0.24KV 500VA CL3.0 |  | 121EL | 3GB |  | S52 | COMM | CS03 | Z001 | V |  | F | RM | PD | ZABB | HGQ | 3410120000 | PC |  | 1 | Y_PPM_01 | [5 empty] | 1 | 0 | PC | 2007-12-04 | 0 | PC
VTT-T071-42 | URZD10/210 6.6/0.1kV 50VA/CL0.5 |  | 121EL-VT | 3GB |  | S52 | COMM | CS03 | Z001 | V |  | F | RM | PD | ZABB | HGQ | 3410121000 | PC |  | 1 | T_GUIHUA_YE | [5 empty] | 1 | 0 | PC | 2011-11-11 | 0 | PC
VTT-T072-42S | URZD10/210 6.6/0.11kV 50VA/CL0.5 |  | 121EL-VT | 3GB |  | S52 | COMM | CS03 | Z001 | V |  | F | RM | PD | ZABB | HGQ | 3410121000 | PC |  | 1 | CNXIHE4 | [5 empty] | 1 | 0 | PC | 2011-12-06 | 0 | PC
VTT-T072-83 | URZ10 6.6/0.11KV 100VA CL1.0 |  | 121EL | 3GB |  | S52 | COMM | CS03 | Z001 | V |  | F | EL | PD | ZABB | HGQ | 3410120000 | PC |  | 1 | Y_PPM_01 | [5 empty] | 1 | 0 | PC | 2007-12-04 | 0 | PC
VTT-T072-83S/150 | URZD10 6.6/0.11KV 100VA CL1.0 |  | 121EL | 3GB |  | S52 | COMM | CS03 | Z001 | V |  | F | EL | PD | ZABB | HGQ | 3410120000 | PC |  | 1 | Y_PPM_01 | [5 empty] | 1 | 0 | PC | 2007-12-04 | 0 | PC
VTT-T081-22 | URZ10 6.3/0.1KV 30VA CL0.5 |  | 121EL | 3GB |  | S52 | COMM | CS03 | Z001 | V |  | F | EL | PD | ZABB | HGQ | 3410120000 | PC |  | 1 | Y_PPM_01 | [5 empty] | 1 | 0 | PC | 2007-12-04 | 0 | PC
VTT-T081-22S/150 | URZD10/150 6.3/0.1KV 30VA CL0.5 |  | 121EL | 3GB |  | S52 | COMM | CS03 | Z001 | V |  | F | EL | PD | ZABB | HGQ | 3410120000 | PC |  | 1 | Y_PPM_01 | [5 empty] | 1 | 0 | PC | 2007-12-04 | 0 | PC
VTT-T081-42 | URZD10/210 6.3/0.1KV 50VA CL0.5 |  | 121EL-VT | 3GB |  | S52 | COMM | CS03 | Z001 | V |  | F | RM | PD | ZABB | HGQ | 3410121000 | PC |  | 1 | CNXIHE4 | [5 empty] | 1 | 0 | PC | 2012-12-18 | 0 | PC
VTT-T081-42S/275 | URZD10/275 6.3/0.1kV,SECONDARY:50VA/0.5 |  | 121EL-VT | 3GB |  | S52 | COMM | CS03 | Z001 | V |  | F | RM | PD | ZABB | HGQ | 3410121000 | PC |  | 1 | CNXIHE4 | [5 empty] | 1 | 0 | PC | 2009-11-24 | 0 | PC
VTT-T081-D1S | URZD10/210 6.3/0.1KV 25VA CL0.2 |  | 121EL-VT | 3GB |  | S52 | COMM | CS03 | Z001 | V |  | F | RM | PD | ZABB | HGQ | 3410121000 | PC |  | 1 | CNXIHE4 | [5 empty] | 1 | 0 | PC | 2016-05-19 | 0 | PC
VTT-T082-42S/210 | URZD10/210 6.3/0.11KV 50VA CL0.5 |  | 121EL | 3GB |  | S52 | COMM | CS03 | Z001 | V |  | F | EL | PD | ZABB | HGQ | 3410120000 | PC |  | 1 | Y_PPM_01 | [5 empty] | 1 | 0 | PC | 2007-12-04 | 0 | PC
VTT-T082-83S/150 | URZD10/150 6.3/0.11KV 100VA CL1.0 |  | 121EL | 3GB |  | S52 | COMM | CS03 | Z001 | V |  | F | EL | PD | ZABB | HGQ | 3410120000 | PC |  | 1 | Y_PPM_01 | [5 empty] | 1 | 0 | PC | 2007-12-04 | 0 | PC
VTT-T082-83S/210 | URZD10/210 6.3/0.11KV 100VA CL1.0 |  | 121EL |  |  | 120 | COMM | CS03 | Z001 | V |  | F | EL | PD | ZABB | HGQ | 3410120000 | PC |  | 1 | Y_PPM_01 | [5 empty] | 1 | 0 | PC | 2007-12-04 | 0 | PC
VTT-T082-B5 | UNZ10-Q 6.3/0.11kV,SECONDARY:500VA/3 |  | 121EL-VT | 3GB |  | S52 | COMM | CS03 | Z001 | V |  | F | RM | PD | ZABB | HGQ | 3410121000 | PC |  | 1 | CNXIHE4 | [5 empty] | 1 | 0 | PC | 2012-12-18 | 0 | PC
VTT-T082-E5 | UNZS10 6.3/0.11kV 750VA CL3.0 |  | 121EL | 3GB |  | S52 | COMM | CS03 | Z001 | V |  | F | EL | PD | ZABB | HGQ | 3410120000 | PC |  | 1 | Y_PPM_01 | [5 empty] | 1 | 0 | PC | 2007-12-04 | 0 | PC
VTT-T097-22 | URZ10 4.16/.12KV,SECONDARY: 30VA/CL0.5 |  | 121EL-VT |  |  | B03 | COMM | CS03 | Z001 | V |  | F | RM | PD | ZABB | HGQ | 3410121000 | PC |  | 1 | CNXIHE4 | [5 empty] | 1 | 0 | PC | 2013-12-12 | 0 | PC
VTT-T10010-A1 | RZL10 10/0.1KV 20VA CL0.2(*) |  | 121EL | HJE |  | S52 | COMM | CS03 | Z001 | V |  | F | EL | PD | ZABB | HGQ | 3410120000 | PC |  | 1 | Y_PPM_01 | [5 empty] | 1 | 0 | PC | 2007-12-04 | 0 | PC
VTT-T10010-C1 | URZ10 10/0.1KV 25VA CL0.2(*) |  | 121EL | HJE |  | S52 | COMM | CS03 | Z001 | V |  | F | EL | PD | ZABB | HGQ | 3410120000 | PC |  | 1 | Y_PPM_01 | [5 empty] | 1 | 0 | PC | 2007-12-04 | 0 | PC
VTT-T101-11 | RZL10 10/0.1KV 15VA CL0.2 |  | 121EL | 3GB |  | S52 | COMM | CS03 | Z001 | V |  | F | RM | PD | ZABB | HGQ | 3410120000 | PC |  | 1 | Y_PPM_01 | [5 empty] | 1 | 0 | PC | 2007-12-04 | 0 | PC
VTT-T101-11-1 | URZ10 10/0.1kV,SECONDARY:15VA/0.2 |  | 121EL | 3GB |  | S52 | COMM | CS03 | Z001 | V |  | F | EL | PD | ZABB | HGQ | 3410120000 | PC |  | 1 | Y_PPM_01 | [5 empty] | 1 | 0 | PC | 2007-12-04 | 0 | PC
VTT-T101-11-3 | URZ10 10/0.1kV 15VA/CL0.2 |  | 121EL-VT | 3GB |  | S52 | COMM | CS03 | Z001 | V |  | F | RM | PD | ZABB | HGQ | 3410121000 | PC |  | 1 | T_GUIHUA_YE | [5 empty] | 1 | 0 | PC | 2011-11-30 | 0 | PC
VTT-T101-11-4 | URZ10 10/0.1kV 15VA/CL0.2 |  | 121EL-VT | 3GB |  | S52 | COMM | CS03 | Z001 | V |  | F | RM | PD | ZABB | HGQ | 3410121000 | PC |  | 1 | CNXIHE4 | [5 empty] | 1 | 0 | PC | 2013-02-18 | 0 | PC
VTT-T101-11-5 | URZD10/210 10/0.1kV SECONDARY:15VA/0.2 |  | 121EL-VT | 3GB |  | S52 | COMM | CS03 | Z001 | V |  | F | RM | PD | ZABB | HGQ | 3410121000 | PC |  | 1 | CNXIHE4 | [5 empty] | 1 | 0 | PC | 2013-03-01 | 0 | PC
VTT-T101-11-6 | URZ10 10000/100V,15VA/CL0.2 |  | 121EL-VT | 3GB |  | S52 | COMM | CS03 | Z001 | V |  | F | RM | PD | ZABB | HGQ | 3410121000 | PC |  | 1 | CNDUYAN | [5 empty] | 1 | 0 | PC | 2019-01-22 | 0 | PC
VTT-T101-11S/150 | URZD10/150 10/0.1KV 15VA CL0.2 |  | 121EL | 3GB |  | S52 | COMM | CS03 | Z001 | V |  | F | EL | PD | ZABB | HGQ | 3410120000 | PC |  | 1 | Y_PPM_01 | [5 empty] | 1 | 0 | PC | 2007-12-04 | 0 | PC
VTT-T101-11S/150-1 | URZD10/150 10/0.1kV 15VA/CL 0.2 |  | 121EL-VT | 3GB |  | S04 | COMM | CS03 | Z001 | V |  | F | RM | PD | ZABB | HGQ | 3410121000 | PC |  | 1 | CNGELI3 | [5 empty] | 1 | 0 | PC | 2019-06-11 | 0 | PC
VTT-T101-12 | URZ10 10/0.1KV;CL0.2 15VA |  | 121EL-VT |  |  | B03 | COMM | CS03 | Z001 | V |  | F | RM | PD | ZABB | HGQ | 3410121000 | PC |  | 1 | CNDUYAN | [5 empty] | 1 | 0 | PC | 2018-04-17 | 0 | PC
VTT-T101-12-1 | URZ10 10/0.1KV;CL0.2 15VA |  | 121EL-VT |  |  | B03 | COMM | CS03 | Z001 | V |  | F | RM | PD | ZABB | HGQ | 3410121000 | PC |  | 1 | CNDUYAN | [5 empty] | 1 | 0 | PC | 2018-04-17 | 0 | PC
VTT-T101-1L | URZ10 10/0.1KV;CL0.2 10VA |  | 121EL-VT |  |  | B03 | COMM | CS03 | Z001 | V |  | F | RM | PD | ZABB | HGQ | 3410121000 | PC |  | 1 | CNDUYAN | [5 empty] | 1 | 0 | PC | 2018-04-17 | 0 | PC
VTT-T101-21 | UNZ10 10/0.1KV 30VA CL0.2 |  | 121EL | 3GB |  | S52 | COMM | CS03 | Z001 | V |  | F | RM | PD | ZABB | HGQ | 3410120000 | PC |  | 1 | Y_PPM_01 | [5 empty] | 1 | 0 | PC | 2007-12-04 | 0 | PC
VTT-T101-21-1 | UNZ10 10/0.1kV,SECONDARY:30VA/0.2 200% |  | 121EL-VT | 3GB |  | S52 | COMM | CS03 | Z001 | V |  | F | RM | PD | ZABB | HGQ | 3410121000 | PC |  | 1 | CNXIHE4 | [5 empty] | 1 | 0 | PC | 2011-03-07 | 0 | PC
VTT-T101-21-2 | UNZS10 10/0.1KV 30VA CL0.2 |  | 121EL | 3GB |  | S52 | COMM | CS03 | Z001 | V |  | F | EL | PD | ZABB | HGQ | 3410120000 | PC |  | 1 | Y_PPM_01 | [5 empty] | 1 | 0 | PC | 2007-12-04 | 0 | PC
VTT-T101-21-3 | URZ10 10/0.1KV;CL0.2 30VA;50/60HZ |  | 121EL-VT |  |  | B03 | COMM | CS03 | Z001 | V |  | F | RM | PD | ZABB | HGQ | 3410121000 | PC |  | 1 | CNDUYAN | [5 empty] | 1 | 0 | PC | 2018-04-17 | 0 | PC
VTT-T101-21-A | URZ10 10/0.1KV 30VA CL0.2 |  | 121EL-VT | 3GB |  | S52 | COMM | CS03 | Z001 | V |  | F | RM | PD | ZABB | HGQ | 3410121000 | PC |  | 1 | CNXIHE4 | [5 empty] | 1 | 0 | PC | 2009-11-19 | 0 | PC
VTT-T101-21S/150 | URZD10/150 10/0.1KV,SECONDARY:30VA/0.2 |  | 121EL | 3GB |  | S52 | COMM | CS03 | Z001 | V |  | F | RM | PD | ZABB | HGQ | 3410120000 | PC |  | 1 | Y_PPM_01 | [5 empty] | 1 | 0 | PC | 2007-12-04 | 0 | PC
VTT-T101-21S/210 | URZD10/210 10/0.1KV 30VA CL0.2 |  | 121EL | 3GB |  | S52 | COMM | CS03 | Z001 | V |  | F | RM | PD | ZABB | HGQ | 3410120000 | PC |  | 1 | Y_PPM_01 | [5 empty] | 1 | 0 | PC | 2007-12-04 | 0 | PC
VTT-T101-21S/210-1 | URZD10/210 10/0.1kV 30VA/CL0.2 |  | 121EL-VT | 3GB |  | S52 | COMM | CS03 | Z001 | V |  | F | RM | PD | ZABB | HGQ | 3410121000 | PC |  | 1 | CNXIHE4 | [5 empty] | 1 | 0 | PC | 2014-03-28 | 0 | PC
VTT-T101-21S/275 | URZD10/275 10/0.1kV 30VA/CL0.2 |  | 121EL-VT | 3GB |  | S52 | COMM | CS03 | Z001 | V |  | F | RM | PD | ZABB | HGQ | 3410121000 | PC |  | 1 | CNNEWAN | [5 empty] | 1 | 0 | PC | 2011-07-07 | 0 | PC
VTT-T101-22 | RZL10 10/0.1KV 30VA CL0.5 |  | 121EL | 3GB |  | S52 | COMM | CS03 | Z001 | V |  | F | RM | PD | ZABB | HGQ | 3410120000 | PC |  | 1 | Y_PPM_01 | [5 empty] | 1 | 0 | PC | 2007-12-04 | 0 | PC
VTT-T101-22-1 | UNZ10 10/0.1KV 30VA CL0.5 |  | 121EL | 3GB |  | S52 | COMM | CS03 | Z001 | V |  | F | EL | PD | ZABB | HGQ | 3410120000 | PC |  | 1 | Y_PPM_01 | [5 empty] | 1 | 0 | PC | 2007-12-04 | 0 | PC
VTT-T101-22-2 | URZ10 10/0.1KV, 30VA/CL0.5 |  | 121EL-VT | 3GB |  | S52 | COMM | CS03 | Z001 | V |  | F | RM | PD | ZABB | HGQ | 3410121000 | PC |  | 1 | CNXIHE4 | [5 empty] | 1 | 0 | PC | 2013-08-07 | 0 | PC
VTT-T101-22S/150 | URZD10/150 10/0.1KV 30VA CL0.5 |  | 121EL | 3GB |  | S52 | COMM | CS03 | Z001 | V |  | F | EL | PD | ZABB | HGQ | 3410120000 | PC |  | 1 | Y_PPM_01 | [5 empty] | 1 | 0 | PC | 2007-12-04 | 0 | PC
VTT-T101-22S/210 | URZD10/210 10/0.1KV CL0.5/30VA |  | 121EL | 3GB |  | S52 | COMM | CS03 | Z001 | V |  | F | RM | PD | ZABB | HGQ | 3410121000 | PC |  | 1 | CNXIHE4 | [5 empty] | 1 | 0 | PC | 2008-04-28 | 0 | PC
VTT-T101-26 | URZ10 10/0.1kV,C1:30VA/3P(CL0.5) |  | 121EL-VT | 3GB |  | S52 | COMM | CS03 | Z001 | V |  | F | RM | PD | ZABB | HGQ | 3410121000 | PC |  | 1 | T_GUIHUA_YE | [5 empty] | 1 | 0 | PC | 2015-08-27 | 0 | PC
VTT-T101-26S/210 | URZD10/210 10/0.1kV,30VA/3P(CL0.5) |  | 121EL-VT | 3GB |  | S52 | COMM | CS03 | Z001 | V |  | F | RM | PD | ZABB | HGQ | 3410121000 | PC |  | 1 | CNXIHE4 | [5 empty] | 1 | 0 | PC | 2014-08-06 | 0 | PC
VTT-T101-26S/275 | URZD10/275 10/0.1kV,30VA/3P(CL0.5) |  | 121EL-VT | 3GB |  | S52 | COMM | CS03 | Z001 | V |  | F | RM | PD | ZABB | HGQ | 3410121000 | PC |  | 1 | CNXIHE4 | [5 empty] | 1 | 0 | PC | 2014-08-06 | 0 | PC
VTT-T101-41 | UNZ10 10/0.1KV 50VA CL0.2 |  | 121EL | 3GB |  | S52 | COMM | CS03 | Z001 | V |  | F | EL | PD | ZABB | HGQ | 3410120000 | PC |  | 1 | Y_PPM_01 | [5 empty] | 1 | 0 | PC | 2007-12-04 | 0 | PC
VTT-T101-42 | URZ10 10/0.1KV 50VA CL0.5 |  | 121EL | 3GB |  | S52 | COMM | CS03 | Z001 | V |  | F | EL | PD | ZABB | HGQ | 3410120000 | PC |  | 1 | Y_PPM_01 | [5 empty] | 1 | 0 | PC | 2007-12-04 | 0 | PC
VTT-T101-42-1 | URZ10 10/0.1kV 50VA/CL 0.5 |  | 121EL-VT | 3GB |  | S52 | COMM | CS03 | Z001 | V |  | F | RM | PD | ZABB | HGQ | 3410121000 | PC |  | 1 | T_GUIHUA_YE | [5 empty] | 1 | 0 | PC | 2011-10-31 | 0 | PC
VTT-T101-42-2 | URZ10 10/0.1KV;CL0.5 50VA;50/60HZ |  | 121EL-VT | 3GB |  | S04 | COMM | CS03 | Z001 | V |  | F | RM | PD | ZABB | HGQ | 3410121000 | PC |  | 1 | CNDUYAN | [5 empty] | 1 | 0 | PC | 2018-04-17 | 0 | PC
VTT-T101-42-3 | URZ10 10000/100V 50VA/CL0.5 |  | 121EL-VT | 3GB |  | S52 | COMM | CS03 | Z001 | V |  | F | RM | PD | ZABB | HGQ | 3410121000 | PC |  | 1 | CNGELI3 | [5 empty] | 1 | 0 | PC | 2019-06-12 | 0 | PC
VTT-T101-42-4 | URZ10-D 10/0.1kV,50VA/CL0.5 |  | 121EL-VT |  |  | 129 | COMM | CS03 | Z001 | V |  | F | RM | PD | ZABB | HGQ | 3410121000 | PC |  | 1 | CNGELI3 | [5 empty] | 1 | 0 | PC | 2019-11-13 | 0 | PC
VTT-T101-4221S/150 | URZD10/150 10/0.1kV,SECONDARY:50VA/0.5; |  | 121EL |  |  | 12Q | COMM | CS03 | Z001 | V |  | F | RM | PD | ZABB | HGQ | 3410120000 | PC |  | 1 | Y_PPM_01 | [5 empty] | 1 | 0 | PC | 2007-12-04 | 0 | PC
VTT-T101-42S | URZD10/150 10/0.1kV 50VA/CL 0.5 |  | 121EL-VT | 3GB |  | S52 | COMM | CS03 | Z001 | V |  | F | RM | PD | ZABB | HGQ | 3410121000 | PC |  | 1 | CNGELI3 | [5 empty] | 1 | 0 | PC | 2019-11-13 | 0 | PC
VTT-T101-42S-3 | URZD10/150 10/0.1KV 50VA CL0.5 |  | 121EL-VT | 3GB |  | S52 | COMM | CS03 | Z001 | V |  | F | RM | PD | ZABB | HGQ | 3410121000 | PC |  | 1 | CNXIHE4 | [5 empty] | 1 | 0 | PC | 2012-03-28 | 0 | PC
VTT-T101-42S/150 | URZD10/150 10/0.1kV,SECONDARY:50VA/0.5 |  | 121EL | 3GB |  | S52 | COMM | CS03 | Z001 | V |  | F | RM | PD | ZABB | HGQ | 3410120000 | PC |  | 1 | Y_PPM_01 | [5 empty] | 1 | 0 | PC | 2007-12-04 | 0 | PC
VTT-T101-42S/210 | URZD10/210 10/0.1kV SECONDARY:50VA/0.5 |  | 121EL | 3GB |  | S52 | COMM | CS03 | Z001 | V |  | F | RM | PD | ZABB | HGQ | 3410120000 | PC |  | 1 | Y_PPM_01 | [5 empty] | 1 | 0 | PC | 2007-12-04 | 0 | PC
VTT-T101-42S/210-1 | URZD10/210 10/0.1KV,0.5/50VA |  | 121EL-VT | 3GB |  | S52 | COMM | CS03 | Z001 | V |  | F | RM | PD | ZABB | HGQ | 3410121000 | PC |  | 1 | CNGELI3 | [5 empty] | 1 | 0 | PC | 2019-04-19 | 0 | PC
VTT-T101-42S/275 | URZD10/275 10/0.1KV 50VA CL0.5 |  | 121EL | 3GB |  | S52 | COMM | CS03 | Z001 | V |  | F | RM | PD | ZABB | HGQ | 3410120000 | PC |  | 1 | Y_PPM_01 | [5 empty] | 1 | 0 | PC | 2007-12-04 | 0 | PC
VTT-T101-42S/275-1 | URZD10/275 10/0.1KV,0.5/50VA |  | 121EL-VT | 3GD |  | S52 | COMM | CS03 | Z001 | V |  | F | RM | PD | ZABB | HGQ | 3410121000 | PC |  | 1 | CNGELI3 | [5 empty] | 1 | 0 | PC | 2019-04-19 | 0 | PC
VTT-T101-43S | URZD10/210 10/0.1KV,1.0/50VA |  | 121EL-VT | 3GB |  | S52 | COMM | CS03 | Z001 | V |  | F | RM | PD | ZABB | HGQ | 3410121000 | PC |  | 1 | CNXIHE4 | [5 empty] | 1 | 0 | PC | 2013-04-24 | 0 | PC
VTT-T101-52 | URZ10 10/0.1kV,SECONDARY:60VA/0.5 |  | 121EL | 3GB |  | S52 | COMM | CS03 | Z001 | V |  | F | EL | PD | ZABB | HGQ | 3410120000 | PC |  | 1 | Y_PPM_01 | [5 empty] | 1 | 0 | PC | 2007-12-04 | 0 | PC
VTT-T101-52S/150 | URZD10/150 10/0.1kV,SECONDARY:60VA/0.5 |  | 121EL | 3GB |  | S52 | COMM | CS03 | Z001 | V |  | F | EL | PD | ZABB | HGQ | 3410120000 | PC |  | 1 | Y_PPM_01 | [5 empty] | 1 | 0 | PC | 2007-12-04 | 0 | PC
VTT-T101-52S/210 | URZD10/210 10/0.1kV,SECONDARY:60VA/0.5 |  | 121EL | 3GB |  | S52 | COMM | CS03 | Z001 | V |  | F | RM | PD | ZABB | HGQ | 3410120000 | PC |  | 1 | Y_PPM_01 | [5 empty] | 1 | 0 | PC | 2007-12-04 | 0 | PC
VTT-T101-53 | RZL10 10/0.1KV 60VA CL1.0 |  | 121EL | 3GB |  | S52 | COMM | CS03 | Z001 | V |  | F | RM | PD | ZABB | HGQ | 3410120000 | PC |  | 1 | Y_PPM_01 | [5 empty] | 1 | 0 | PC | 2007-12-04 | 0 | PC
VTT-T101-58/275 | URZD10/275 10000/100V 60VA/CL0.5&6P |  | 121EL-VT | 3GB |  | S52 | COMM | CS03 | Z001 | V |  | F | RM | PD | ZABB | HGQ | 3410121000 | PC |  | 1 | T_GUIHUA_YE | [5 empty] | 1 | 0 | PC | 2012-04-13 | 0 | PC
VTT-T101-62 | URZ10 10000/100V,SECONDARY: 75VA/CL0.5 |  | 121EL-VT |  |  | B03 | COMM | CS03 | Z001 | V |  | F | RM | PD | ZABB | HGQ | 3410121000 | PC |  | 1 | CNXIHE4 | [5 empty] | 1 | 0 | PC | 2013-11-26 | 0 | PC
VTT-T101-62S/150 | URZD10/150 10/0.1KV,SECONDARY:75VA/0.5 |  | 121EL-VT | 3GB |  | S52 | COMM | CS03 | Z001 | V |  | F | RM | PD | ZABB | HGQ | 3410121000 | PC |  | 1 | CNXIHE4 | [5 empty] | 1 | 0 | PC | 2009-11-19 | 0 | PC
VTT-T101-62S/275 | URZD10/275 10/0.1KV 75VA/CL0.5 |  | 121EL | 3GB |  | S52 | COMM | CS03 | Z001 | V |  | F | RM | PD | ZABB | HGQ | 3410121000 | PC |  | 1 | CNXIHE4 | [5 empty] | 1 | 0 | PC | 2008-09-24 | 0 | PC
VTT-T101-82 | UNZ10 10/0.1KV,SECONDARY:100VA/CL0.5 |  | 121EL-VT | 3GB |  | S52 | COMM | CS03 | Z001 | V |  | F | RM | PD | ZABB | HGQ | 3410121000 | PC |  | 1 | CNXIHE4 | [5 empty] | 1 | 0 | PC | 2013-11-26 | 0 | PC
VTT-T101-83S/150 | URZD10/150 10/0.1kV 100VA CL1.0 |  | 121EL | 3GB |  | S52 | COMM | CS03 | Z001 | V |  | F | EL | PD | ZABB | HGQ | 3410120000 | PC |  | 1 | Y_PPM_01 | [5 empty] | 1 | 0 | PC | 2007-12-04 | 0 | PC
VTT-T101-83S/210 | URZD10/210 10/0.1kV,SECONDARY:100VA/1.0 |  | 121EL | 3GB |  | S52 | COMM | CS03 | Z001 | V |  | F | EL | PD | ZABB | HGQ | 3410120000 | PC |  | 1 | Y_PPM_01 | [5 empty] | 1 | 0 | PC | 2007-12-04 | 0 | PC
VTT-T101-83S/275 | URZD10/275 10/0.1kV 100VA CL1.0 |  | 121EL | 3GB |  | S52 | COMM | CS03 | Z001 | V |  | F | EL | PD | ZABB | HGQ | 3410120000 | PC |  | 1 | Y_PPM_01 | [5 empty] | 1 | 0 | PC | 2007-12-04 | 0 | PC
VTT-T101-92 | URZ10 10/0.1KV ;CL0.5 120VA |  | 26XEL | 3GB |  | S04 | COMM | CS03 | Z001 | V |  | F |  | PD | ZABB | HGC | 3410121000 | PC |  | 1 | CNDUYAN | [5 empty] | 1 | 0 | PC | 2018-08-03 | 0 | PC
VTT-T101-A1 | RZL10 10/0.1KV 20VA CL0.2 |  | 121EL | 3GB |  | B03 | COMM | CS03 | Z001 | V |  | F | EL | PD | ZABB | HGQ | 3410120000 | PC |  | 1 | Y_PPM_01 | [5 empty] | 1 | 0 | PC | 2007-12-04 | 0 | PC
VTT-T101-A1-1 | URZ10 10000/100V 20VA/CL0.2 |  | 121EL-VT | 3GB |  | S52 | COMM | CS03 | Z001 | V |  | F | RM | PD | ZABB | HGQ | 3410121000 | PC |  | 1 | CNDUYAN | [5 empty] | 1 | 0 | PC | 2018-11-29 | 0 | PC
VTT-T101-A1S | URZD10/210 10/0.1KV CL0.2/20VA |  | 121EL-VT | 3GB |  | S52 | COMM | CS03 | Z001 | V |  | F | RM | PD | ZABB | HGQ | 3410121000 | PC |  | 1 | CNXIHE4 | [5 empty] | 1 | 0 | PC | 2013-02-04 | 0 | PC
VTT-T101-A1S-1 | URZD10/210 10/0.1KV,CL0.2/20VA |  | 121EL-VT | 3GB |  | S52 | COMM | CS03 | Z001 | V |  | F | RM | PD | ZABB | HGQ | 3410121000 | PC |  | 1 | CNXIHE4 | [5 empty] | 1 | 0 | PC | 2013-04-24 | 0 | PC
VTT-T101-A1S/150 | URZD10/150 10/0.1kV 20VA/CL 0.2 |  | 121EL-VT | 3GB |  | S52 | COMM | CS03 | Z001 | V |  | F | RM | PD | ZABB | HGQ | 3410121000 | PC |  | 1 | T_GUIHUA_YE | [5 empty] | 1 | 0 | PC | 2011-10-31 | 0 | PC
VTT-T101-A2S | URZD10/210 10/0.1KV CL0.5/20VA |  | 121EL-VT | 3GB |  | S52 | COMM | CS03 | Z001 | V |  | F | RM | PD | ZABB | HGQ | 3410121000 | PC |  | 1 | CNXIHE4 | [5 empty] | 1 | 0 | PC | 2013-02-04 | 0 | PC
VTT-T101-C1 | URZ10 10/0.1kV,SECONDARY:25VA/0.2 |  | 121EL | 3GB |  | S52 | COMM | CS03 | Z001 | V |  | F | EL | PD | ZABB | HGQ | 3410120000 | PC |  | 1 | Y_PPM_01 | [5 empty] | 1 | 0 | PC | 2007-12-04 | 0 | PC
VTT-T101-C1S/150 | URZD10/150 10/0.1KV 25VA CL0.2(*) |  | 121EL | HJE |  | S52 | COMM | CS03 | Z001 | V |  | F | EL | PD | ZABB | HGQ | 3410120000 | PC |  | 1 | Y_PPM_01 | [5 empty] | 1 | 0 | PC | 2007-12-04 | 0 | PC
VTT-T101-D1 | URZ10 10/0.1kV,SECONDARY:25VA/0.2 |  | 121EL | 3GB |  | S52 | COMM | CS03 | Z001 | V |  | F | EL | PD | ZABB | HGQ | 3410120000 | PC |  | 1 | Y_PPM_01 | [5 empty] | 1 | 0 | PC | 2007-12-04 | 0 | PC
VTT-T101-D1S | URZD10/150 10/0.1kV 25VA/CL 0.2 |  | 121EL-VT | 3GB |  | S52 | COMM | CS03 | Z001 | V |  | F | RM | PD | ZABB | HGQ | 3410121000 | PC |  | 1 | CNXIHE4 | [5 empty] | 1 | 0 | PC | 2012-11-22 | 0 | PC
VTT-T101-D1S/150 | URZD10/150 10/0.1kV,SECONDARY:25VA/0.2 |  | 121EL | 3GB |  | S52 | COMM | CS03 | Z001 | V |  | F | EL | PD | ZABB | HGQ | 3410120000 | PC |  | 1 | Y_PPM_01 | [5 empty] | 1 | 0 | PC | 2007-12-04 | 0 | PC
VTT-T101-D1S/210 | URZD10/210 10/0.1KV 25VA CL0.2 |  | 121EL | 3GB |  | S52 | COMM | CS03 | Z001 | V |  | F | EL | PD | ZABB | HGQ | 3410120000 | PC |  | 1 | Y_PPM_01 | [5 empty] | 1 | 0 | PC | 2007-12-04 | 0 | PC
VTT-T101-D2S/150 | URZD10/150 10/0.1KV 25VA CL0.5 |  | 121EL | 3GB |  | S52 | COMM | CS03 | Z001 | V |  | F | EL | PD | ZABB | HGQ | 3410120000 | PC |  | 1 | Y_PPM_01 | [5 empty] | 1 | 0 | PC | 2007-12-04 | 0 | PC
VTT-T101-E5S/210 | URZD10/210 10/0.1KV 200VA CL3.0 |  | 121EL | 3GB |  | S52 | COMM | CS03 | Z001 | V |  | F | EL | PD | ZABB | HGQ | 3410120000 | PC |  | 1 | Y_PPM_01 | [5 empty] | 1 | 0 | PC | 2007-12-04 | 0 | PC
VTT-T101-F1 | URZ10 10/0.1kV,SECONDARY:20VA/0.2 |  | 121EL-VT | 3GB |  | S52 | COMM | CS03 | Z001 | V |  | F | RM | PD | ZABB | HGQ | 3410121000 | PC |  | 1 | CNXIHE4 | [5 empty] | 1 | 0 | PC | 2009-06-23 | 0 | PC
VTT-T101-F1-1 | URZ10 10/0.1kV,20VA/0.2 |  | 121EL-VT | 3GB |  | S52 | COMM | CS03 | Z001 | V |  | F | RM | PD | ZABB | HGQ | 3410121000 | PC |  | 1 | T_GUIHUA_YE | [5 empty] | 1 | 0 | PC | 2011-11-14 | 0 | PC
VTT-T101-F2S/150 | URZD10/150 10/0.1KV 20VA CL0.5 |  | 121EL-VT | 3GB |  | S52 | COMM | CS03 | Z001 | V |  | F | RM | PD | ZABB | HGQ | 3410121000 | PC |  | 1 | T_GUIHUA_YE | [5 empty] | 1 | 0 | PC | 2011-11-25 | 0 | PC
VTT-T101-K1 | URZ10 10/0.1kV,SECONDARY:10VA/0.2 |  | 121EL-VT | 3GB |  | S52 | COMM | CS03 | Z001 | V |  | F | RM | PD | ZABB | HGQ | 3410121000 | PC |  | 1 | CNXIHE4 | [5 empty] | 1 | 0 | PC | 2009-05-05 | 0 | PC
VTT-T101-K1-1 | URZ10 10/0.1KV 0.2 10VA JJG |  | 121EL-VT | 3GB |  | S52 | COMM | CS03 | Z001 | V |  | F | RM | PD | ZABB | HGQ | 3410121000 | PC |  | 1 | CNGELI3 | [5 empty] | 1 | 0 | PC | 2019-03-07 | 0 | PC
VTT-T101-K1S | URZD10/150 10/0.1kV 10VA/CL 0.2 |  | 121EL-VT | 3GB |  | S52 | COMM | CS03 | Z001 | V |  | F | RM | PD | ZABB | HGQ | 3410121000 | PC |  | 1 | CNGELI3 | [5 empty] | 1 | 0 | PC | 2019-03-18 | 0 | PC
VTT-T101-K2S | URZD10/210 10/0.1KV,0.5/10VA |  | 121EL-VT | 3GB |  | S52 | COMM | CS03 | Z001 | V |  | F | RM | PD | ZABB | HGQ | 3410121000 | PC |  | 1 | CNXIHE4 | [5 empty] | 1 | 0 | PC | 2013-05-03 | 0 | PC
VTT-T101-L3S/150 | URZD10/150 10/0.1kV,SECONDARY:150VA/1.0 |  | 121EL-VT | 3GB |  | S52 | COMM | CS03 | Z001 | V |  | F | RM | PD | ZABB | HGQ | 3410121000 | PC |  | 1 | CNXIHE4 | [5 empty] | 1 | 0 | PC | 2009-04-07 | 0 | PC
VTT-T1010-H050 | UNZS10 10/0.1kV,SECONDARY:750VA/3.0 |  | 121EL | 3GB |  | S52 | COMM | CS03 | Z001 | V |  | F | EL | PD | ZABB | HGQ | 3410120000 | PC |  | 1 | Y_PPM_01 | [5 empty] | 1 | 0 | PC | 2007-12-04 | 0 | PC
VTT-T1011-1111 | UNZS10 10/0.1/0.1KV 15VA CL0.2 |  | 121EL | 3GB |  | S52 | COMM | CS03 | Z001 | V |  | F | RM | PD | ZABB | HGQ | 3410120000 | PC |  | 1 | Y_PPM_01 | [5 empty] | 1 | 0 | PC | 2007-12-04 | 0 | PC
VTT-T1011-1111-1 | URZ10 10/0.1/0.1KV;0.2/15VA;0.2/15VA |  | 26XEL | 3GB |  | S04 | COMM | CS03 | Z001 | V |  | F |  | PD | ZABB | HGC | 3410121000 | PC |  | 1 | CNDUYAN | [5 empty] | 1 | 0 | PC | 2018-08-03 | 0 | PC
VTT-T1011-1111/150 | URZD10/150 10/0.1/0.1kV,15VA/0.2 15VA/ |  | 121EL-VT | 3GB |  | S52 | COMM | CS03 | Z001 | V |  | F | RM | PD | ZABB | HGQ | 3410121000 | PC |  | 1 | CNXIHE4 | [5 empty] | 1 | 0 | PC | 2011-08-29 | 0 | PC
VTT-T1011-1112 | URZ10 10/0.1/0.1KV 15/15VA 0.2/0.5 |  | 121EL | 3GB |  | S52 | COMM | CS03 | Z001 | V |  | F | EL | PD | ZABB | HGQ | 3410120000 | PC |  | 1 | Y_PPM_01 | [5 empty] | 1 | 0 | PC | 2007-12-04 | 0 | PC
VTT-T1011-2212 | UNZS10 10/0.1/0.1KV 2x30VA 0.2/0.5 |  | 121EL | 3GB |  | S52 | COMM | CS03 | Z001 | V |  | F | EL | PD | ZABB | HGQ | 3410120000 | PC |  | 1 | Y_PPM_01 | [5 empty] | 1 | 0 | PC | 2007-12-04 | 0 | PC
VTT-T1011-KA12 | URZ10 10/0.1/0.1kV 0.2/0.5 10/20VA |  | 26XEL |  |  | 129 | COMM | CS03 | Z001 | V |  | F |  | PD | ZABB | HGC | 3410121000 | PC |  | 1 | CNCACHE3 | Standard：IEC 60044-1<(>&<)>GB 1208Type：URZ10Insulation：12/42/75KVRatio：10/0.1/0.1KVFrequency: 50/60HZCore1：0.2 10VACore2：0.5 20VA |  |  |  |  | 1 | 0 | PC | 2018-05-18 | 0 | PC
VTT-T1011-KK11 | URZ10 10/0.1/0.1KV;0.2/10VA;0.2/10VA |  | 26XEL | 3GB |  | S04 | COMM | CS03 | Z001 | V |  | F |  | PD | ZABB | HGC | 3410121000 | PC |  | 1 | CNGELI3 | [5 empty] | 1 | 0 | PC | 2018-10-17 | 0 | PC
VTT-T1011-LL1A | URZ10 10/0.1/0.1KV;0.2/0.2;10VA/10VA |  | 121EL-VT |  |  | B03 | COMM | CS03 | Z001 | V |  | F | RM | PD | ZABB | HGQ | 3410121000 | PC |  | 1 | CNDUYAN | [5 empty] | 1 | 0 | PC | 2018-04-17 | 0 | PC
VTT-T1013-1122 | URZD10/150 10000/100/220V 15VA/0.5 15VA/ |  | 121EL-CT | 3GB |  | S52 | COMM | CS03 | Z001 | V |  | F | RM | PD | ZABB | HGQ | 3410121000 | PC |  | 1 | CNXIHE4 | [5 empty] | 1 | 0 | PC | 2012-07-06 | 0 | PC
VTT-T1013-1825 | URZ10 10/0.1,0.22kV 0.5 15VA 3.0 100VA |  | 121EL-VT | 3GD |  | S52 | COMM | CS03 | Z001 | V |  | F | RM | PD | ZABB | HGQ | 3410121000 | PC |  | 1 | CNGELI3 | [5 empty] | 1 | 0 | PC | 2019-04-12 | 0 | PC
VTT-T1013-182H | URZ10 10/0.1/0.22KV;0.5/3P;15VA/100VA |  | 121EL-VT |  |  | B03 | COMM | CS03 | Z001 | V |  | F | RM | PD | ZABB | HGQ | 3410121000 | PC |  | 1 | CNDUYAN | [5 empty] | 1 | 0 | PC | 2018-04-17 | 0 | PC
VTT-T1013-1E25 | URZ10 10/0.1/0.22KV;0.5/3P;15VA/400VA |  | 121EL-VT |  |  | B03 | COMM | CS03 | Z001 | V |  | F | RM | PD | ZABB | HGQ | 3410121000 | PC |  | 1 | CNDUYAN | [5 empty] | 1 | 0 | PC | 2018-04-17 | 0 | PC
VTT-T1013-1G25 | URZ10 10/0.1/0.22KV;0.5/3.0;15VA/300VA |  | 121EL-VT |  |  | B03 | COMM | CS03 | Z001 | V |  | F | RM | PD | ZABB | HGQ | 3410121000 | PC |  | 1 | CNDUYAN | [5 empty] | 1 | 0 | PC | 2018-04-17 | 0 | PC
VTT-T1013-1P25 | URZ10 10/0.1/0.22KV 0.5 15VA;3.0 400VA |  | 26XEL | 3GB |  | S04 | COMM | CS03 | Z001 | V |  | F |  | PD | ZABB | HGQ | 3410121000 | PC |  | 1 | CNDUYAN | [5 empty] | 1 | 0 | PC | 2018-07-26 | 0 | PC
VTT-T1013-2G25 | URZ10 10/0.1/0.22KV;0.5/3.0;30VA/300VA |  | 121EL-VT | 3GB |  | S52 | COMM | CS03 | Z001 | V |  | F | RM | PD | ZABB | HGQ | 3410121000 | PC |  | 1 | CNGELI3 | [5 empty] | 1 | 0 | PC | 2019-03-05 | 0 | PC
VTT-T1013-LE1H | URZ10 10/0.1/0.22KV;0.2/3.0;10VA/400VA |  | 121EL-VT |  |  | B03 | COMM | CS03 | Z001 | V |  | F | RM | PD | ZABB | HGQ | 3410121000 | PC |  | 1 | CNDUYAN | [5 empty] | 1 | 0 | PC | 2018-04-17 | 0 | PC
VTT-T102-83 | URZ10 10/0.11kV,SECONDARY:100VA/CL 1.0 |  | 121EL-VT | 3GB |  | S52 | COMM | CS03 | Z001 | V |  | F | RM | PD | ZABB | HGQ | 3410121000 | PC |  | 1 | CNXIHE4 | [5 empty] | 1 | 0 | PC | 2012-05-18 | 0 | PC
VTT-T102-83S/150 | URZD10/150 10/0.11kV 100VA CL1.0 |  | 121EL | 3GB |  | S52 | COMM | CS03 | Z001 | V |  | F | EL | PD | ZABB | HGQ | 3410120000 | PC |  | 1 | Y_PPM_01 | [5 empty] | 1 | 0 | PC | 2007-12-04 | 0 | PC
VTT-T102-B5 | UNZ10 10/0.11KV 500VA CL3.0 |  | 121EL | 3GB |  | S52 | COMM | CS03 | Z001 | V |  | F | RM | PD | ZABB | HGQ | 3410120000 | PC |  | 1 | Y_PPM_01 | [5 empty] | 1 | 0 | PC | 2007-12-04 | 0 | PC
VTT-T102-H5 | UNZS10 10/0.11kV,SECONDARY:750VA/3.0 |  | 121EL | 3GB |  | S52 | COMM | CS03 | Z001 | V |  | F | EL | PD | ZABB | HGQ | 3410120000 | PC |  | 1 | Y_PPM_01 | [5 empty] | 1 | 0 | PC | 2007-12-04 | 0 | PC
VTT-T103-42/150 | URZD10/150 10/0.22kV 50VA/CL0.5 |  | 121EL-VT | 3GB |  | S52 | COMM | CS03 | Z001 | V |  | F | RM | PD | ZABB | HGQ | 3410121000 | PC |  | 1 | CNXIHE4 | [5 empty] | 1 | 0 | PC | 2013-06-05 | 0 | PC
VTT-T103-83 | URZD10/150 10/0.22kV 100VA/CL1.0 |  | 121EL-VT | 3GB |  | S52 | COMM | CS03 | Z001 | V |  | F | RM | PD | ZABB | HGQ | 3410121000 | PC |  | 1 | CNXIHE4 | [5 empty] | 1 | 0 | PC | 2012-03-09 | 0 | PC
VTT-T103-B5 | UNZ10 10/0.22KV 500VA CL3.0 |  | 121EL | 3GB |  | S52 | COMM | CS03 | Z001 | V |  | F | RM | PD | ZABB | HGQ | 3410120000 | PC |  | 1 | Y_PPM_01 | [5 empty] | 1 | 0 | PC | 2007-12-04 | 0 | PC
VTT-T103-P7 | URZ10 10/0.22kV;400VA/3P |  | 121EL-VT |  |  | 129 | COMM | CS03 | Z001 | V |  | F | RM | PD | ZABB | HGQ | 3410121000 | PC |  | 1 | CNJISU10 | [5 empty] | 1 | 0 | PC | 2021-12-21 | 0 | PC
VTT-T112-11 | RZL10 11/0.11KV 15VA CL0.2 |  | 121EL | 3GB |  | S52 | COMM | CS03 | Z001 | V |  | F | RM | PD | ZABB | HGQ | 3410120000 | PC |  | 1 | Y_PPM_01 | [5 empty] | 1 | 0 | PC | 2007-12-04 | 0 | PC
VTT-T112-42S/210 | URZD10/210 11/0.11KV 50VA CL0.5 |  | 121EL | 3GB |  | B03 | COMM | CS03 | Z001 | V |  | F | RM | PD | ZABB | HGQ | 3410120000 | PC |  | 1 | Y_PPM_01 | [5 empty] | 1 | 0 | PC | 2007-12-04 | 0 | PC
VTT-T141-22 | RZL10 10.5/0.1KV 30VA CL0.5 |  | 121EL | 3GB |  | S52 | COMM | CS03 | Z001 | V |  | F | EL | PD | ZABB | HGQ | 3410120000 | PC |  | 1 | Y_PPM_01 | [5 empty] | 1 | 0 | PC | 2007-12-04 | 0 | PC
VTT-T141-42S/210 | URZD10/210 10.5/0.1KV CL0.5/50VA |  | 121EL |  |  | 12Q | COMM | CS03 | Z001 | V |  | F | RM | PD | ZABB | HGQ | 3410121000 | PC |  | 1 | CNXIHE4 | [5 empty] | 1 | 0 | PC | 2008-04-02 | 0 | PC
VTT-T141-42S/275 | URZD10/275 10.5/0.1KV CL0.5/50VA |  | 121EL | 3GB |  | S52 | COMM | CS03 | Z001 | V |  | F | RM | PD | ZABB | HGQ | 3410121000 | PC |  | 1 | CNXIHE4 | [5 empty] | 1 | 0 | PC | 2008-04-02 | 0 | PC
VTT-T141-53 | RZL10 10.5/0.1KV 60VA CL1.0 |  | 121EL | 3GB |  | S52 | COMM | CS03 | Z001 | V |  | F | RM | PD | ZABB | HGQ | 3410120000 | PC |  | 1 | Y_PPM_01 | [5 empty] | 1 | 0 | PC | 2007-12-04 | 0 | PC
VTT-T201-21 | UNZ20 20000/100V 0.2/30VA |  | 121EL |  |  | 12Q | COMM | CS03 | Z001 | V |  | F | RM | PD | ZABB | HGQ | 3410121000 | PC |  | 1 | CNXIHE4 | [5 empty] | 1 | 0 | PC | 2008-02-01 | 0 | PC
VTT-T351-A1 | UNZ4-35 35 0.1kv 20VA/CL0.2 |  | 121EL-VT | 3GB |  | S52 | COMM | CS03 | Z001 | V |  | F | RM | PD | ZABB | HGQ | 3410121000 | PC |  | 1 | CNDUYAN | [5 empty] | 1 | 0 | PC | 2020-10-21 | 0 | PC